{"text_format":"1","workbook":"xlsx","n_sheets":6,"sheets":["PERSONAL","FACTOR","OBSERVACIONES","INSUMO CIO","APU CIO","Tarifas IDRD"],"not_rendered":{"charts":0,"images":5,"macros":1,"external_links":11,"defined_names":723,"comments":0,"pivot_tables":0},"unopened":[],"bounds":{"document_bytes":16777216,"sheet_cells":100000,"rows_first":2000,"rows_last":500,"rows_between":2000,"halvings":0,"cell_chars":16384,"cell_head_chars":4096},"cells_cut":0,"cells_raw":0,"read":"whole","date_system":"1900"}

{"sheet":"PERSONAL","index":0,"n_rows":36,"n_cols":42,"rows_kept":36,"cut":false,"hidden":false,"merged":[[21,3,21,21],[28,8,29,8],[25,3,25,21],[27,2,29,2],[27,3,29,3],[27,4,29,4],[27,7,27,8],[27,9,29,9],[26,3,26,7],[27,5,27,6],[28,5,29,5],[28,6,29,6],[28,7,29,7],[3,7,3,8],[3,9,5,9],[4,7,5,7],[4,8,5,8],[20,3,20,21],[27,41,29,41],[0,2,0,41],[2,10,2,21],[2,24,2,35],[3,2,5,2],[3,3,5,3],[3,4,5,4],[4,5,5,5],[4,6,5,6],[3,38,3,39],[3,41,5,41],[19,35,19,40],[20,35,20,40],[21,35,21,40],[2,3,2,7],[3,5,3,6],[33,35,33,40],[34,35,34,40],[35,35,35,40],[26,24,26,35],[22,3,22,39],[23,3,23,39],[24,3,24,21],[27,38,27,39]]}
[null,null,"ANEXO PERSONAL MÍNIMO"]
[]
[null,null,null,"ACTIVIDADES COMPLEMENTARIAS",null,null,null,null,null,null,{"$f":"'Tarifas IDRD'!J4","v":2023},null,null,null,null,null,null,null,null,null,null,null,null,null,{"$f":"'Tarifas IDRD'!K4","v":2024}]
[null,null,"CÓDIGO","DESCRIPCIÓN FUNCIONAL","CARGO",null,null,null,null,"CANTIDAD","ENE","FEB","MAR","ABR","MAY","JUN","JUL","AGO","SEP","OCT","NOV","DIC",null,"TOTAL DEDICACIÓN\nPROM / MES","ENE","FEB","MAR","ABR","MAY","JUN","JUL","AGO","SEP","OCT","NOV","DIC","TOTAL DEDICACIÓN\nPROM / MES","TOTAL \nPROY / MES"," VALOR HOMBRE/MES SEGÚN CATEGORÍA  ",null,"DÍAS EFECTIVOS","COSTO TOTAL HOMBRE EN PROYECTO ($)"]
[null,null,null,null,null,"PROFESIONAL/TÉCNICO/TÉCNOLOGO","POSGRADO","PROFESIONAL/TÉCNICO/TÉCNOLOGO","POSGRADO",null,0,0,0,0,null,null,null,30,30,null,null,null,null,{"$f":"(SUM(K5:V5)/30)&\" Meses\"","v":"2 Meses"},null,null,null,null,null,null,null,null,null,null,null,null,{"$f":"(SUM(Y5:AJ5)/30)&\" Meses\"","v":"0 Meses"},{"$f":"(SUM(Y5:AJ5)/30+SUM(K5:V5)/30)&\" Meses\"","v":"2 Meses"},{"$f":"'Tarifas IDRD'!J4","v":2023},{"$f":"'Tarifas IDRD'!K4","v":2024},{"$f":"SUM(K5:V5+Y5:AJ5)","v":60}]
[null,null,null,null,null,null,null,null,null,null,{"$f":"IF(K5=0,0,IF(K5=15,0.5,IF(K5=30,1,IF(K5=45,1.5,0))))","v":0},0,0,0,0,0,0,1,1,0,0,0,null,{"$f":"(SUM(K5:V5)/30)","v":2},{"$f":"IF(Y5=0,0,IF(Y5=15,0.5,IF(Y5=30,1,IF(Y5=45,1.5,0))))","v":0},0,0,0,0,0,0,0,0,0,0,0,{"$f":"SUM(Y5:AJ5)/30","v":0},{"$f":"SUM(Y5:AJ5)/30+SUM(K5:V5)/30","v":2}]
[null,null,{"$f":"IFERROR(VLOOKUP($D7,TARIFA_IDRD,5,0),\"\")","v":106852},"PROFESIONAL CATEGORÍA 3 (E.G.6;E.E.4)","ARQUITECTO DISEÑADOR SENIOR","Título Profesional en:\n- Arquitectura","Título de Posgrado en:\n- ARQUITECTURA O\n- ARQUITECTURA Y URBANISMO\n- DISEÑO URBANO\n- PROYECTOS ARQUITECTÓNICOS","Con experiencia general de seis (6) años","Experiencia específica en mínimo cuatro (4) años y tres (3) proyectos como Arquitecto Diseñador en proyectos de diseño de equipamientos públicos de categoría de alta complejidad.",1,null,null,null,null,null,null,null,0.5,0.5,null,null,null,null,{"$f":"SUM(K7:V7)","v":1},null,null,null,null,null,null,null,null,null,null,null,null,{"$f":"SUM(Y7:AJ7)","v":0},{"$f":"X7+AK7","v":1},{"$f":"IFERROR(VLOOKUP($D7,TARIFA_IDRD,9,0),0)","v":8614613.6695782859},{"$f":"IFERROR(VLOOKUP($D7,TARIFA_IDRD,10,0),0)","v":9291722.6695782859},{"$f":"(((PERSONAL!$X7*30)*$X$6)+(PERSONAL!$AK7*30)*$AK$6)*PERSONAL!$J7","v":60},{"$f":"ROUND((X7*AM7+AK7*AN7)*J7,0)","v":8614614}]
[null,null,100144,"PROFESIONAL CATEGORÍA 4 (E.G.4;E.E.1)","ARQUITECTO URBANISTA","Título Profesional en:\n- Arquitectura","Título de Postgrado en:\n- URBANISMO Y PLANEACION TERRITORIAL\n- URBANISMO\n- ARQUITECTURA Y URBANISMO\n- URBANISMO Y DESARROLLO TERRITORIAL \n- DESARROLLO URBANO SOSTENIBLE\n- URBANISMO Y PLANEACION TERRITORIAL\n- PLANEACION TERRITORIAL\n- DISEÑO URBANO","Con experiencia general de seis (6) años","Experiencia específica en mínimo cuatro (4) años y tres (3) proyectos como Arquitecto Urbanista en proyectos de diseño de equipamientos públicos de categoría de alta complejidad.",1,null,null,null,null,null,null,null,0.2,0.2,null,null,null,null,0.4,null,null,null,null,null,null,null,null,null,null,null,null,0,0.4,7246083.1220053136,7815625.1220053136,{"$f":"(((PERSONAL!$X8*30)*$X$6)+(PERSONAL!$AK8*30)*$AK$6)*PERSONAL!$J8","v":24},2898433]
[null,null,100145,"PROFESIONAL CATEGORÍA 5 (E.G.3;E.E.1)","ESPECIALISTA GEOTECNISTA","Título Profesional en:\n- Ingenieria Civil","Ingeniero Civil con título de Postgrado en:\n- INGENIERIA - GEOTECNIA\n- GEOTECNIA\n- GEOTECNIA VIAL\n- GEOTECNIA Y ESTABILIDAD DE TALUDES\n- INGENIERIA DE FUNDACIONES ","Con experiencia general  de ocho (8) años","Experiencia específica en mínimo cinco (5) años y tres (3) proyectos como Especialista en Geotecnia o profesional encargado de cimentaciones en proyectos de diseño de equipamientos públicos de categoría de alta complejidad.",1,null,null,null,null,null,null,null,0.05,0.05,null,null,null,null,0.1,null,null,null,null,null,null,null,null,null,null,null,null,0,0.1,5720319.5980840717,6169936.5980840717,{"$f":"(((PERSONAL!$X9*30)*$X$6)+(PERSONAL!$AK9*30)*$AK$6)*PERSONAL!$J9","v":6},572032]
[null,null,100145,"PROFESIONAL CATEGORÍA 5 (E.G.3;E.E.1)","DISEÑADOR HIDROSANITARIO","Título Profesional en:\n- Ingeniería Sanitario o \n- Ingeniería Ambiental y Sanitario o \n- Ingeniero Civil ","Título de Postgrado en:\n- OBRAS HIDRAULICAS\n- INGENIERÍA HIDRÁULICA Y AMBIENTAL\n- INGENIERIA - RECURSOS HIDRAULICOS\n- RECURSOS HIDRAULICOS\n- RECURSOS HÍDRICOS\n","Con experiencia general  de ocho (8) años","Con experiencia general de ocho (8) años y experiencia específica de cinco (5) proyectos  como especialista hidráulico en el diseño de redes de suministro de agua potable, redes de aguas residuales y redes de aguas lluvia internas y externas; y al menos tres (3) proyectos de construcción de urbanismo que incluyan construcción de Sistemas Urbanos de Drenaje Sostenible.",1,null,null,null,null,null,null,null,0.2,0.2,null,null,null,null,0.4,null,null,null,null,null,null,null,null,null,null,null,null,0,0.4,5720319.5980840717,6169936.5980840717,{"$f":"(((PERSONAL!$X10*30)*$X$6)+(PERSONAL!$AK10*30)*$AK$6)*PERSONAL!$J10","v":24},2288128]
[null,null,100145,"PROFESIONAL CATEGORÍA 5 (E.G.3;E.E.1)","DISEÑADOR ELÉCTRICO","Título Profesional en:\n- Ingeneiro Electrico o \n- Ingeniero Electricista","N/A","Con experiencia general de seis (6) años","Experiencia específica en mínimo cuatro (4) años y cuatro (4) proyectos como profesional Eléctico relacionado con áreas como alumbrado público, instalaciones eléctricas internas, redes de media tensión y baja tensión y subestaciones.",1,null,null,null,null,null,null,null,0.2,0.2,null,null,null,null,0.4,null,null,null,null,null,null,null,null,null,null,null,null,0,0.4,5720319.5980840717,6169936.5980840717,{"$f":"(((PERSONAL!$X11*30)*$X$6)+(PERSONAL!$AK11*30)*$AK$6)*PERSONAL!$J11","v":24},2288128]
[null,null,100145,"PROFESIONAL CATEGORÍA 5 (E.G.3;E.E.1)","PROFESIONAL FORESTAL","Título Profesional de:\n- Ingeniería Forestal","N/A","Con experiencia profesional seis (6) años","Experiencia específica mínima de cuatro (4) años y dos (2) proyectos como profesional encargado en manejo de arbolado en proyectos de construcción o adecuación o mantenimiento de obras de infraestructura preferiblemente de espacio público, permisos de aprovechamiento forestal, elaboración de informes, reportes diarios, manejo de plataformas de videoconferencia, disponer equipo de cómputo, Manejo de ArcGis y/o Autocad y acompañamiento a los comités de obra. Trabajo de campo y oficina",1,null,null,null,null,null,null,null,0.1,null,null,null,null,null,0.1,null,null,null,null,null,null,null,null,null,null,null,null,0,0.1,5720319.5980840717,6169936.5980840717,{"$f":"(((PERSONAL!$X12*30)*$X$6)+(PERSONAL!$AK12*30)*$AK$6)*PERSONAL!$J12","v":6},572032]
[null,null,100145,"PROFESIONAL CATEGORÍA 5 (E.G.3;E.E.1)","ESPECIALISTA MOVILIDAD Y TRÁNSITO","Título Profesional en:\n- Ingeniería de Transporte y vías o \n- Ingeniería Civil","Título de postgrado en:\n- INGENIERIA - TRANSITO, DISEÑO Y SEGURIDAD VIAL\n- INGENIERIA - TRANSPORTES\n- VIAS Y TRANSPORTE\n- TRÁNSITO Y TRANSPORTE\n- TRANSITO\n- MOVILIDAD Y TRANSPORTE","Con experiencia general de cuatro (4) años","Experiencia específica en mínimo un (1) año y un (1) proyecto como Profesional Especialista para la elaboración y seguimiento de protocolos de manejo de tránsito vehicular y peatonal en proyectos de obras civiles.",1,null,null,null,null,null,null,null,0.15,0.15,null,null,null,null,0.3,null,null,null,null,null,null,null,null,null,null,null,null,0,0.3,5720319.5980840717,6169936.5980840717,{"$f":"(((PERSONAL!$X13*30)*$X$6)+(PERSONAL!$AK13*30)*$AK$6)*PERSONAL!$J13","v":18},1716096]
[null,null,100144,"PROFESIONAL CATEGORÍA 4 (E.G.4;E.E.1)","PROFESIONAL EN PRESUPUESTO Y PROGRAMANCIÓN","Título Profesional en:\n- Ingenieria Civil o\n- Arquitectura","Título de Postgrado que se encuentre registrado dentro de los programas del Sistema Nacional de Información de la Educación Superior (SNIES)","Con experiencia profesional de ocho (8) años","Experiencia específica de mínimo cinco (5) años y tres (3) proyectos como Profesional responsable en la elaboración y seguimiento de presupuesto y programación de obras civiles en proyectos de equipamientos públicos de categoría de alta complejidad.",1,null,null,null,null,null,null,null,0.2,0.2,null,null,null,null,0.4,null,null,null,null,null,null,null,null,null,null,null,null,0,0.4,7246083.1220053136,7815625.1220053136,{"$f":"(((PERSONAL!$X14*30)*$X$6)+(PERSONAL!$AK14*30)*$AK$6)*PERSONAL!$J14","v":24},2898433]
[null,null,100145,"PROFESIONAL CATEGORÍA 5 (E.G.3;E.E.1)","PROFESIONAL SOCIAL","Título profesional en ciencias sociales o afines:\n- Sociología o\n- Trabajo Social o\n- Psicología\n- Comunicación social o\n- Licenciado en pedagogía","N/A","Con experiencia profesional seis (6) años","Experiencia específica de mínimo cuatro (4) años y dos (2) proyectos como profesional responsable en en diseño e implementación de planes de gestión social para proyectos de infraestructura",1,null,null,null,null,null,null,null,0.4,0.4,null,null,null,null,0.8,null,null,null,null,null,null,null,null,null,null,null,null,0,0.8,5720319.5980840717,6169936.5980840717,{"$f":"(((PERSONAL!$X15*30)*$X$6)+(PERSONAL!$AK15*30)*$AK$6)*PERSONAL!$J15","v":48},4576256]
[null,null,100145,"PROFESIONAL CATEGORÍA 5 (E.G.3;E.E.1)","PROFESIONAL CALIDAD","Título Profesional en:\n- Ingenieria Civil o\n- Arquitectura","Título de Postgrado en:\n- GESTIÓN INTEGRAL DE LA CALIDAD\n- GERENCIA DE LA CALIDAD\n- GERENCIA INTEGRAL DE LA CALIDAD\n- INGENIERÍA DE LA CALIDAD\n- GESTION Y CONTROL DE CALIDAD   \n- SISTEMAS DE ADMINISTRACION DE LA CALIDAD ISO 9000\n- GERENCIA INTEGRAL EN SISTEMAS DE GESTIÓN DE CALIDAD\n- GESTION DE LA CALIDAD\n- SISTEMAS INTEGRADOS DE CALIDAD\n- GERENCIA DE PROCESOS Y CALIDAD \n- DIRECCIÓN Y GESTIÓN DE LA CALIDAD\n- GERENCIA INTEGRAL DE LA CALIDAD","Con experiencia profesional de seis (6) años","Experiencia específica en mínimo cuatro (4) años y dos (2) proyectos como profesional o especialista de calidad, en proyectos de diseño y construcción de infraestructura vertical y/o urbana, parques, o escenarios deportivos.",1,null,null,null,null,null,null,null,0.1,0.1,null,null,null,null,0.2,null,null,null,null,null,null,null,null,null,null,null,null,0,0.2,5720319.5980840717,6169936.5980840717,{"$f":"(((PERSONAL!$X16*30)*$X$6)+(PERSONAL!$AK16*30)*$AK$6)*PERSONAL!$J16","v":12},1144064]
[null,null,100145,"PROFESIONAL CATEGORÍA 5 (E.G.3;E.E.1)","PROFESIONAL SG-SST","Título Profesional en:\n- Profesional Seguridad Y Salud En El Trabajo\n- Profesional En Gestión De La Seguridad Y Salud En El Trabajo \n- Administración En Salud Ocupacional\n- Administración De La Seguridad Y Salud Ocupacional\n- Ingeniería En Seguridad Y Salud En El Trabajo\n- Profesional En Salud Ocupacional\n- Ingeniero Ambiental\n- Ingeniero Civil","Título de Postgrado en:\n- SISTEMAS INTEGRADOS DE SEGURIDAD Y SALUD OCUPACIONAL AMBIENTAL Y CALIDAD \n- SALUD OCUPACIONAL\n- GERENCIA DE LA SALUD OCUPACIONAL \n- HSEQ\n- SISTEMAS INTEGRADOS DE SEGURIDAD Y SALUD OCUPACIONAL AMBIENTAL Y CALIDAD \n- GERENCIA INTEGRAL DEL RIESGO, SEGURIDAD Y SALUD EN EL TRABAJO \n- GERENCIA EN SEGURIDAD Y SALUD EN EL TRABAJO \n- SEGURIDAD Y SALUD EN EL TRABAJO \n- GESTIÓN DE LA SEGURIDAD Y SALUD EN EL TRABAJO \n- GERENCIA DE SEGURIDAD Y SALUD EN EL TRABAJO \n- GESTIÓN DE LA SEGURIDAD Y SALUD EN EL TRABAJO \n- GERENCIA EN RIESGOS LABORALES, SEGURIDAD Y SALUD EN EL TRABAJO\nCon licencia vigente en salud ocupacional /SST, curso de 50 horas y 20 horas (cuando aplique), certificado de Coordinador de trabajo en alturas.","Con experiencia profesional de cuatro (4) años y dos (2) años contados a apartir de la expedicion de la licencia SST","Con experiencia profesional de mínimo un (1) año y dos (2) proyectos como profesional responsable de la elaboración, implementación y seguimiento de Sistemas de Gestión de Seguridad y Salud en el Trabajo. ",1,null,null,null,null,null,null,null,0.1,0.1,null,null,null,null,0.2,null,null,null,null,null,null,null,null,null,null,null,null,0,0.2,5720319.5980840717,6169936.5980840717,{"$f":"(((PERSONAL!$X17*30)*$X$6)+(PERSONAL!$AK17*30)*$AK$6)*PERSONAL!$J17","v":12},1144064]
[null,null,598,"Topógrafo 1","TOPÓGRAFO","Ingeniero Topográfico","N/A","Con experiencia profesional de cuatro (4) años","Experiencia específica en mínimo dos (2) años como profesional responsable de la elaboración de levantamientos topográficos.",1,null,null,null,null,null,null,null,0.5,0.5,null,null,null,null,1,null,null,null,null,null,null,null,null,null,null,null,null,0,1,3165792.9651980964,3414623.9651980964,{"$f":"(((PERSONAL!$X18*30)*$X$6)+(PERSONAL!$AK18*30)*$AK$6)*PERSONAL!$J18","v":60},3165793]
[null,null,642,"Cadenero 1","CADENERO 1","Cadenero","N/A","Con experiencia general de un (1) año","Un (1) año de experiencia especifica en la elaboración de levantamientos topográficos.",1,null,null,null,null,null,null,null,0.5,0.5,null,null,null,null,1,null,null,null,null,null,null,null,null,null,null,null,null,0,1,1933369.380472926,2085332.2137780979,{"$f":"(((PERSONAL!$X19*30)*$X$6)+(PERSONAL!$AK19*30)*$AK$6)*PERSONAL!$J19","v":60},1933369]
[null,null,null,null,null,null,null,null,null,null,null,null,null,null,null,null,null,null,null,null,null,null,null,null,null,null,null,null,null,null,null,null,null,null,null,"SUBTOTAL PERSONAL",null,null,null,null,null,{"$f":"SUBTOTAL(109,PERSONAL!$AP$7:$AP$19)","v":0}]
[null,null,null,null,null,null,null,null,null,null,null,null,null,null,null,null,null,null,null,null,null,null,null,null,null,null,null,null,null,null,null,null,null,null,null,"FACTOR MULTIPLICADOR",null,null,null,null,null,{"$f":"FACTOR!#REF!","v":{"$error":"#REF!"}}]
[null,null,null,null,null,null,null,null,null,null,null,null,null,null,null,null,null,null,null,null,null,null,null,null,null,null,null,null,null,null,null,null,null,null,null,"TOTAL PERSONAL",null,null,null,null,null,{"$f":"ROUND(AP20*AP21,0)","v":{"$error":"#REF!"}}]
[null,null,"NOTA 1:","El contratista (adjudicatario) tendrá que ejecutar el contrato sin que se considere viable el reconocimiento de mayores costos y/o gastos en los que éste tuviere que incurrir para la ejecución del contrato. Lo anterior, considerando que la ejecución de los diseños se costeó para la entrega de un producto definido, pese a la estimación de dedicación por cada profesional que en ella interviene y, por lo tanto, está pactada contra producto."]
[null,null,"NOTA 2:","La dedicación de los profesionales incluye el trámite de permisos y solicitudes ante las autoridades competentes (SDA, EEAB, ICANH, IDIGER, etc.) y trámites de Licencia de Construcción."]
[null,null,"NOTA 3:","Los consultores de todos los proyectos técnicos deben atender todas las consultas que resulten de la ejecución de las obras sin que esto genere mayores costos al proyecto durante la etapa de construcción. Salvo en aquellos casos que se requiere modificación o actualización de los mismos cuyas causas no sean imputables a los responsables de los mismos."]
[]
[null,null,null,"INTERVENTORIA",null,null,null,null,null,null,{"$f":"'Tarifas IDRD'!J4","v":2023},null,null,null,null,null,2023,null,2024,null,null,null,null,null,{"$f":"'Tarifas IDRD'!K4","v":2024}]
[null,null,"CÓDIGO IDRD","DESCRIPCIÓN FUNCIONAL","CARGO",null,null,null,null,"CANTIDAD","ENE","FEB","MAR","ABR","MAY","JUN","NOV","DIC","ENE","FEB","MAR","ABR","MAY","TOTAL DEDICACIÓN\nPROM / MES","ENE","FEB","MAR","ABR","MAY","JUN","JUL","AGO","SEP","OCT","NOV","DIC","TOTAL DEDICACIÓN\nPROM / MES","TOTAL \nPROY / MES"," VALOR HOMBRE/MES SEGÚN CATEGORÍA  ",null,"DÍAS EFECTIVOS","COSTO TOTAL HOMBRE EN PROYECTO ($)"]
[null,null,null,null,null,"PROFESIONAL/TÉCNICO/TÉCNOLOGO","POSGRADO","EXPERIENCIA GENERAL","EXPERIENCIA ESPECIFICA",null,0,0,0,0,null,null,30,30,30,30,30,30,30,{"$f":"(SUM(K29:W29)/30)&\" Meses\"","v":"7 Meses"},null,null,null,null,null,null,null,null,null,null,null,null,{"$f":"(SUM(Y29:AJ29)/30)&\" Meses\"","v":"0 Meses"},{"$f":"(SUM(Y29:AJ29)/30+SUM(K29:W29)/30)","v":7},"RESOLUCION IDU",{"$f":"'Tarifas IDRD'!K4","v":2024},210]
[null,null,null,null,null,null,null,null,null,null,{"$f":"IF(K29=0,0,IF(K29=15,0.5,IF(K29=30,1,IF(K29=45,1.5,0))))","v":0},0,0,0,0,0,1,1,1,1,1,1,{"$f":"IF(W29=0,0,IF(W29=15,0.5,IF(W29=30,1,IF(W29=45,1.5,0))))","v":1},{"$f":"(SUM(K29:W29)/30)","v":7},{"$f":"IF(Y29=0,0,IF(Y29=15,0.5,IF(Y29=30,1,IF(Y29=45,1.5,0))))","v":0},0,0,0,0,0,0,0,0,0,0,0,{"$f":"SUM(Y29:AJ29)/30","v":0},{"$f":"SUM(Y29:AJ29)/30+SUM(K29:W29)/30","v":7}]
[null,null,100142,"PROFESIONAL CATEGORÍA 3 (E.G.6;E.E.4)","RESIDENTE DE INTERVENTORIA: ARQUITECTURA","Título Profesional en:\n- Arquitectura","N/A","Con experiencia general de seis (6) años","Experiencia específica en mínimo cuatro (4) años y tres (3) proyectos como Residente de obra en proyectos de equipamientos públicos de categoría de alta complejidad.",1,null,null,null,null,null,null,0.7,0.7,0.7,7.0000000000000007E-2,0.7,0.7,0.7,{"$f":"SUM(K31:W31)","v":4.2699999999999996},null,null,null,null,null,null,null,null,null,null,null,null,{"$f":"SUM(Y31:AJ31)","v":0},{"$f":"PERSONAL!$AK31+PERSONAL!$X31","v":4.2699999999999996},4000000,0,{"$f":"(((PERSONAL!$X31*30)*$X$6)+(PERSONAL!$AK31*30)*$AK$6)*PERSONAL!$J31","v":256.2},{"$f":"ROUND((X31*AM31+AK31*AN31)*J31,0)","v":17080000}]
[null,null,13345,null,"INSPECTOR DE INTERVENTORIA",null,null,null,null,1,null,null,null,null,null,null,1,1,1,1,1,1,1,{"$f":"SUM(K32:W32)","v":7},null,null,null,null,null,null,null,null,null,null,null,null,{"$f":"SUM(Y32:AJ32)","v":0},{"$f":"PERSONAL!$AK32+PERSONAL!$X32","v":7},2720000,0,{"$f":"(((PERSONAL!$X32*30)*$X$6)+(PERSONAL!$AK32*30)*$AK$6)*PERSONAL!$J32","v":420},{"$f":"ROUND((X32*AM32+AK32*AN32)*J32,0)","v":19040000}]
[null,null,100149,"PROFESIONAL CATEGORÍA 4 (E.G.4;E.E.1)","PROFESIONAL SG-SST","Título Profesional en:\n- Profesional Seguridad Y Salud En El Trabajo o\n- Profesional En Gestión De La Seguridad Y Salud En El Trabajo - o\n- Administración En Salud Ocupacional o \n- Administración De La Seguridad Y Salud Ocupacional o\n- Ingeniería En Seguridad Y Salud En El Trabajo o\n- Profesional En Salud Ocupacional o\n- Ingeniero Ambiental o\n- Ingeniero Civil\n- Certificacion coordnador de trabajo en alturas ","Título de Postgrado en:\n- SISTEMAS INTEGRADOS DE SEGURIDAD Y SALUD OCUPACIONAL AMBIENTAL Y CALIDAD \n- SALUD OCUPACIONAL\n- GERENCIA DE LA SALUD OCUPACIONAL \n- HSEQ\n- SISTEMAS INTEGRADOS DE SEGURIDAD Y SALUD OCUPACIONAL AMBIENTAL Y CALIDAD \n- GERENCIA INTEGRAL DEL RIESGO, SEGURIDAD Y SALUD EN EL TRABAJO \n- GERENCIA EN SEGURIDAD Y SALUD EN EL TRABAJO \n- SEGURIDAD Y SALUD EN EL TRABAJO \n- GESTIÓN DE LA SEGURIDAD Y SALUD EN EL TRABAJO \n- GERENCIA DE SEGURIDAD Y SALUD EN EL TRABAJO \n- GESTIÓN DE LA SEGURIDAD Y SALUD EN EL TRABAJO \n- GERENCIA EN RIESGOS LABORALES, SEGURIDAD Y SALUD EN EL TRABAJO\nCon licencia vigente en salud ocupacional /SST, curso de 50 horas y 20 horas (cuando aplique), certificado de Coordinador de trabajo en alturas.","Con experiencia profesional de cuatro (4) años y dos (2) años contados a apartir de la expedicion de la licencia SST","Con experiencia profesional de   y mínimo un (1) año y dos (2) proyectos\ncomo profesional responsable de la elaboración, implementación y seguimiento de Sistemas de Gestión de Seguridad y Salud en el Trabajo. ",1,null,null,null,null,null,null,1,1,1,1,1,1,1,{"$f":"SUM(K33:W33)","v":7},null,null,null,null,null,null,null,null,null,null,null,null,{"$f":"SUM(Y33:AJ33)","v":0},{"$f":"PERSONAL!$AK33+PERSONAL!$X33","v":7},5130000,0,{"$f":"(((PERSONAL!$X33*30)*$X$6)+(PERSONAL!$AK33*30)*$AK$6)*PERSONAL!$J33","v":420},{"$f":"ROUND((X33*AM33+AK33*AN33)*J33,0)","v":35910000}]
[null,null,null,null,null,null,null,null,null,null,null,null,null,null,null,null,null,null,null,null,null,null,null,null,null,null,null,null,null,null,null,null,null,null,null,"SUBTOTAL PERSONAL",null,null,null,null,null,{"$f":"SUM(AP31:AP33)","v":72030000}]
[null,null,null,null,null,null,null,null,null,null,null,null,null,null,null,null,null,null,null,null,null,null,null,null,null,null,null,null,null,null,null,null,null,null,null,"FACTOR MULTIPLICADOR",null,null,null,null,null,2.5499999999999998]
[null,null,null,null,null,null,null,null,null,null,null,null,null,null,null,null,null,null,null,null,null,null,null,null,null,null,null,null,null,null,null,null,null,null,null,"TOTAL PERSONAL",null,null,null,null,null,{"$f":"AP34*AP35","v":183676500}]

{"sheet":"FACTOR","index":1,"n_rows":30,"n_cols":1,"rows_kept":30,"cut":false,"hidden":false,"merged":[]}
[]
[]
[]
[]
[]
[]
[]
[]
[]
[]
[]
[]
[]
[]
[]
[]
[]
[]
[]
[]
[]
[]
[]
[]
[]
[]
[]
[]
[]
["EL FIDEICOMISO FIDUBOGOTA S.A. - PROYECTO CONSTRUCCIÓN VIVIENDA NUEVA \nadelantará el presente proceso de contratación, aplicando la modalidad de la convocatoria simplificada, "]

{"sheet":"OBSERVACIONES","index":2,"n_rows":35,"n_cols":8,"rows_kept":35,"cut":false,"hidden":true,"merged":[[0,0,0,6],[2,5,2,6],[3,0,3,6],[4,1,4,6],[5,1,5,6],[6,1,6,6],[7,1,7,6],[8,1,8,6],[9,1,9,6],[10,1,10,6],[11,1,11,6],[12,1,12,6],[13,1,13,6],[14,1,14,6],[28,1,28,6],[34,1,34,6],[15,1,15,6],[17,0,21,6],[23,5,23,6],[24,0,24,6],[25,1,25,6],[26,1,26,6],[27,1,27,6],[29,1,29,6],[30,1,30,6],[31,1,31,6],[32,1,32,6],[33,1,33,6]]}
["REUNIONES Y OBSERVACIONES"]
[]
["Taller diseño participativo para propuesta de intervención en el parque Gaitán Cortes ",null,null,null,null,"2023-05-04"]
["la comunidad en mayoría tomo la decisión de estar de acuerdo con la implementación del diseño de adecuación de zona verde con mobiliarios (propuesta número dos), siguiendo con ello se pasa a un diseño participativo con la comunidad para elegir que mobiliarios querían agregar en la zona verde para tener mayor claridad de la intervención, la comunidad agrego los siguientes mobiliarios:"]
[1,"Senderos lineales para evitar espacios oscuros"]
[2,"Mini golf"]
[3,"Jardinería "]
[4,"Juegos para los niños "]
[5,"Parque para los niños "]
[6,"Biblio parque "]
[7,"Zona de lectura"]
[8,"Zona verde cuadrada o rectangular "]
[9,"Bio- saludables "]
[10,"Máquinas para hacer ejercicio "]
[11,"Canecas de basura "]
[12,"Sendero en granulado de caucho"]
[]
[]
[]
[]
[]
[]
[]
["ACTA DE REUNIÓN",null,null,null,null,"2023-05-09"]
["Dentro de las observaciones que se tienen con respecto a la obra en mención se evidencian las siguientes:"]
[1,"La ubicación del mobiliario",null,null,null,null,null,"Diego"]
[2,"Poda de los árboles; para realizar esta actividad se necesita enviar solicitud al Jardín Botánico quien es la entidad encargada de esta labor teniendo en cuenta que los árboles que están plantados en el parque se encuentran referenciados por medio de placas.",null,null,null,null,null,"Ejecución"]
[3,"Los mobiliarios que se pretende instalar no concuerdan con las cantidades ni con las descripciones que fueron concertadas con la comunidad.",null,null,null,null,null,"Diego"]
[4,"Se debe revisar el tema de las señalizaciones que serán instaladas en las diferentes áreas del parque.",null,null,null,null,null,"Diego"]
[5,"Distribución de las áreas y el uso que se le va a dar a cada una de ellas.",null,null,null,null,null,"Diego"]
[6,"Revisar el tema de las barandas ubicadas en los alrededores de los juegos infantiles.",null,null,null,null,null,"Diego"]
[7,"Se deben revisar las áreas de cada mobiliario con el fin de verificar si cumplen con los requerimientos indicados en las cartillas de especificaciones técnicas que para estos\nespacios tiene el IDRD, lo anterior teniendo en cuenta que esto aumentaría temas de costos.",null,null,null,null,null,"Moises"]
[8,"Se sugiere reformular la instalación de los biosaludables teniendo en cuenta el excesivo costo.",null,null,null,null,null,"Diego y Moises"]
[9,"Verificar lista de precios de conformidad con lo que se va a construir y de acuerdo con las especificaciones técnicas puesto que son base para la construcción del proceso.",null,null,null,null,null,"Moises"]
[10,"Se expone por parte de las profesionales de la Dirección de Barrios que, si se realizan los cambios atendiendo las especificaciones técnicas dadas por el IDRD en los documentos que tienen como referencia para la construcción de estas obras, el presupuesto inicial que fue enviado por parte del Instituto Distrital para la Recreación y Deporte IDRD a la Caja de la Vivienda Popular tendría que modificarse."]

{"sheet":"INSUMO CIO","index":3,"n_rows":12780,"n_cols":8,"rows_kept":12780,"cut":false,"hidden":true,"merged":[[12780,2,12780,3],[12780,4,12780,6],[12781,2,12781,3],[12781,4,12781,6],[12782,2,12782,3],[12782,4,12782,6]]}
["Cód.","Descripción","Un","Grupo","Proveedor","%IVA","Precio","Fecha"]
[]
[12538,"ABDOMEN (ABDOMINAL) OSAB - FUERZA","UN","DOTACION GIMNASIOS CEFE EQUIPOS PARA FUERZA","125457845 - FITNESS MARKET","19,00 %","$ 11.152.292,00","2019-10-23"]
[107859,"ABDOMEN (Abdominal/230 LBS)","UN","MOBILIARIO URBANO Y SEÑALIZAC.",null,"0,00 %","0,00"]
[104129,"ABDOMINALES ADULTOS MAYORES-IDRD(SUM+TRANSP)","UN","MOBILIARIO URBANO Y SEÑALIZAC.","860061089 - IDRD - PROYECCIÓN","19,00 %","$ 2.011.005,00","2022-01-30"]
[102466,"ABONO ORGANICO","KG","JARDINERIA Y GRAMAS","860061089 - IDRD - PROYECCIÓN","19,00 %","$ 5.281,01","2022-01-31"]
[106164,"Abrazadaera Uacero inox.de 5/16\"para Ø 2\"+tuerca3","UN","FERRETERIA",null,"0,00 %","0,00"]
[106298,"ABRAZADERA  EN U ACERO INOX-5/16\"PARA Ø6\"+TUERCA","UN","FERRETERIA","8956232 - IDRD - MEDIA ARMONICA COTIZACIONES","19,00 %","$ 9.805,01","2019-01-30"]
[3707,"ABRAZADERA 1 SALIDA","UN","INST. ELECTRICAS",null,"0,00 %","0,00"]
[2,"ABRAZADERA 1\" DELGADA DE CREMALLERA(A=9-10MM)","UN","INST. ELECTRICAS",null,"0,00 %","0,00"]
[101846,"ABRAZADERA 1/2\" a 3/4\" Tub. HG**","UN","FERRETERIA","860061089 - IDRD - PROYECCIÓN","19,00 %","$ 2.394,01","2022-01-27"]
[3,"ABRAZADERA 1/2\" DELGADA DE CREMALLERA","UN","INST. ELECTRICAS",null,"0,00 %","0,00"]
[105455,"ABRAZADERA 2\" INDUSTRIAL","UN","INST. HIDRAUL/SANIT. Y LAMINAS","8956232 - IDRD - MEDIA ARMONICA COTIZACIONES","19,00 %","$ 4.900,00","2022-07-15"]
[105456,"ABRAZADERA 3\" INDUSTRIAL","UN","INST. HIDRAUL/SANIT. Y LAMINAS",null,"0,00 %","0,00"]
[105457,"ABRAZADERA 4\" INDUSTRIAL (ACERO ZINCADO)","UN","INST. HIDRAUL/SANIT. Y LAMINAS","66665555555 - IDRD - MEDIA ARITMETICA DE COTIZACIONES","19,00 %","$ 5.003,00","2020-01-10"]
[107367,"ABRAZADERA AJUSTABLE 3/4\"","UN","SISTEMAS VENTILACION",null,"0,00 %","0,00"]
[107363,"ABRAZADERA AJUSTABLE 3/8\"","UN","SISTEMAS VENTILACION",null,"0,00 %","0,00"]
[107364,"ABRAZADERA AJUSTABLE 5/8\"","UN","SISTEMAS VENTILACION",null,"0,00 %","0,00"]
[107370,"ABRAZADERA AJUSTABLE 7/8\"","UN","SISTEMAS VENTILACION",null,"0,00 %","0,00"]
[108299,"ABRAZADERA AJUSTABLE DE 1\"","UN","SISTEMAS VENTILACION","89585454444 - CONTRATO CONSULTORIA CDRC 2","19,00 %","$ 780,00","2019-09-27"]
[108330,"ABRAZADERA AJUSTABLE DE 1/2\" ACABADO ZINCADO.","UN","SISTEMAS VENTILACION","89585454444 - CONTRATO CONSULTORIA CDRC 2","19,00 %","$ 650,00","2019-09-27"]
[108341,"ABRAZADERA AJUSTABLE DE 3/4\"","UN","SISTEMAS VENTILACION","89585454444 - CONTRATO CONSULTORIA CDRC 2","19,00 %","$ 780,00","2019-09-27"]
[104092,"ABRAZADERA COLGANTE 2\"","UN","MISCELANEA",null,"0,00 %","0,00"]
[104060,"ABRAZADERA COLGANTE 3\"","UN","MISCELANEA",null,"0,00 %","0,00"]
[101335,"ABRAZADERA COLGANTE FIJA  2\" AC1","UN","INST. ELECTRICAS","860061089 - IDRD - PROYECCIÓN","19,00 %","$ 1.208,00","2020-01-13"]
[101339,"ABRAZADERA COLGANTE FIJA  3\" AC1","UN","INST. ELECTRICAS",null,"0,00 %","0,00"]
[101330,"ABRAZADERA COLGANTE FIJA 1 1/4\" AC1","UN","INST. ELECTRICAS",null,"0,00 %","0,00"]
[101325,"ABRAZADERA COLGANTE FIJA 1\" AC1","UN","INST. ELECTRICAS","860061089 - IDRD - PROYECCIÓN","19,00 %","$ 765,00","2020-01-13"]
[101324,"ABRAZADERA COLGANTE FIJA 3/4\" AC1","UN","INST. ELECTRICAS","860061089 - IDRD - PROYECCIÓN","19,00 %","$ 1.210,00","2022-01-31"]
[102867,"ABRAZADERA DE 1\"","UN","MISCELANEA","860061089 - IDRD - PROYECCIÓN","19,00 %","$ 465,00","2020-01-13"]
[102869,"ABRAZADERA DE 11/2\"","UN","MISCELANEA","860061089 - IDRD - PROYECCIÓN","19,00 %","$ 1.480,00","2020-01-13"]
[102868,"ABRAZADERA DE 11/4\"","UN","MISCELANEA","860061089 - IDRD - PROYECCIÓN","19,00 %","$ 951,00","2022-02-09"]
[105195,"ABRAZADERA EN \"U\"Ø2\"-PLATINA 1\"X1/8\" FIJAR PARED","UN","TUBERIA","860061089 - IDRD - PROYECCIÓN","19,00 %","$ 3.084,00","2023-03-28"]
[3701,"ABRAZADERA EN U  TIPO-3 Ø210MM","UN","INST. ELECTRICAS","860061089 - IDRD - PROYECCIÓN","19,00 %","$ 21.999,01","2023-03-29"]
[106759,"ABRAZADERA EN U TIPO-1","UN","ALAMBRES","66665555555 - IDRD - MEDIA ARITMETICA DE COTIZACIONES","19,00 %","$ 15.117,00","2019-09-30"]
[103403,"Abrazadera en\"U\"Doble Ala+2-perf.Ø3/8\"(Para Tub 6\"","UN","MISCELANEA","860061089 - IDRD - PROYECCIÓN","19,00 %","$ 11.961,00","2022-06-07"]
[102514,"Abrazadera Met.Doble Ala 3/4\"Para Tubo metalico","UN","INST. ELECTRICAS","860061089 - IDRD - PROYECCIÓN","19,00 %","$ 534,00","2023-03-29"]
[104768,"ABRAZADERA METALICA DOBLE ALA 3/4\"","UN","INST. ELECTRICAS",null,"0,00 %","0,00"]
[101308,"ABRAZADERA METALICA TIPO TRAPECIO 1 1/4\" **","UN","INST. ELECTRICAS",null,"0,00 %","0,00"]
[101307,"ABRAZADERA METALICA TIPO TRAPECIO 1\" **","UN","INST. ELECTRICAS",null,"0,00 %","0,00"]
[101305,"ABRAZADERA METALICA TIPO TRAPECIO 1/2\" **","UN","INST. ELECTRICAS","860061089 - IDRD - PROYECCIÓN","19,00 %","$ 387,00","2022-01-31"]
[101310,"ABRAZADERA METALICA TIPO TRAPECIO 2 1/2\" **","UN","INST. ELECTRICAS",null,"0,00 %","0,00"]
[101311,"ABRAZADERA METALICA TIPO TRAPECIO 3\" **","UN","INST. ELECTRICAS",null,"0,00 %","0,00"]
[101306,"ABRAZADERA METALICA TIPO TRAPECIO 3/4\" **","UN","INST. ELECTRICAS","860061089 - IDRD - PROYECCIÓN","19,00 %","$ 552,01","2022-01-31"]
[105792,"Abrazadera Metalica y tornillo Acero Inoxidable","UN","MOBILIARIO URBANO Y SEÑALIZAC.","860061089 - IDRD - PROYECCIÓN","19,00 %","$ 10.769,00","2022-01-30"]
[106350,"Abrazadera Metalica+Tornillo seguridad (Reja Acero","UN","MOBILIARIO URBANO Y SEÑALIZAC.","860061089 - IDRD - PROYECCIÓN","19,00 %","$ 13.144,00","2022-01-30"]
[105336,"ABRAZADERA PARA TUBERIA EMT Ø1\"","UN","TUBERIA",null,"0,00 %","0,00"]
[107279,"ABRAZADERA PERA AISLAMIENTO DIELÉC. 1 1/2\"","UN","INST. DE GAS",null,"0,00 %","0,00"]
[107278,"ABRAZADERA PERA AISLAMIENTO DIELÉC. 1 1/4\"","UN","INST. DE GAS",null,"0,00 %","0,00"]
[107277,"ABRAZADERA PERA AISLAMIENTO DIELÉC. 1\"","UN","INST. DE GAS",null,"0,00 %","0,00"]
[107275,"ABRAZADERA PERA AISLAMIENTO DIELÉC. 1/2\"","UN","INST. DE GAS",null,"0,00 %","0,00"]
[107280,"ABRAZADERA PERA AISLAMIENTO DIELÉC. 2\"","UN","INST. DE GAS",null,"0,00 %","0,00"]
[107281,"ABRAZADERA PERA AISLAMIENTO DIELÉC. 3\"","UN","INST. DE GAS",null,"0,00 %","0,00"]
[107276,"ABRAZADERA PERA AISLAMIENTO DIELÉC. 3/4\"","UN","INST. DE GAS",null,"0,00 %","0,00"]
[107022,"ABRAZADERA PERA GALVANIZADA UL/FM  1/2\"","UN","INST. HIDRAUL/SANIT. Y LAMINAS","47874222222 - CONTRATO CONSULTORIA CDRC 1","19,00 %","$ 1.273,00","2019-09-30"]
[107023,"ABRAZADERA PERA GALVANIZADA UL/FM  3/4\"","UN","ACCESORIOS HIDROSANITARIOS","47874222222 - CONTRATO CONSULTORIA CDRC 1","19,00 %","$ 1.314,00","2019-09-30"]
[107025,"ABRAZADERA PERA GALVANIZADA UL/FM  6\"","UN","ACCESORIOS HIDROSANITARIOS","47874222222 - CONTRATO CONSULTORIA CDRC 1","19,00 %","$ 8.303,00","2019-09-30"]
[107026,"ABRAZADERA PERA GALVANIZADA UL/FM  8\"","UN","ACCESORIOS HIDROSANITARIOS",null,"0,00 %","0,00"]
[3849,"ABRAZADERA PLASTICA 3/8\"PARA TUBO COBRE","UN","FERRETERIA",null,"0,00 %","0,00"]
[3846,"ABRAZADERA PLASTICA 5/8\"","UN","FERRETERIA",null,"0,00 %","0,00"]
[3791,"ABRAZADERA SIN SALIDA","UN","INST. ELECTRICAS",null,"0,00 %","0,00"]
[108742,"Abrazadera tipo horquilla 4\"","UN","SISTEMAS VENTILACION",null,"0,00 %","0,00"]
[108693,"Abrazadera tipo horquilla 6\"","UN","SISTEMAS VENTILACION",null,"0,00 %","0,00"]
[104679,"ABRAZADERA TIPO PERA DE 2 1/2\"","UN","TUBERIA SUBT,REJILLAS,SUMIDER.",null,"0,00 %","0,00"]
[104680,"ABRAZADERA TIPO PERA DE 3\"","UN","TUBERIA SUBT,REJILLAS,SUMIDER.",null,"0,00 %","0,00"]
[106186,"ABRAZADERA TIPO PERA O TRAPECIO  3\" ACERO NEGRO","UN","ACCESORIOS HIDROSANITARIOS","860061089 - IDRD - PROYECCIÓN","19,00 %","$ 3.741,00","2020-01-13"]
[106185,"ABRAZADERA TIPO PERA O TRAPECIO  4\" ACERO NEGRO","UN","ACCESORIOS HIDROSANITARIOS","6555555555 - IDRD - MENOR VALOR   DE COTIZACIONES","19,00 %","$ 6.383,01","2019-09-27"]
[106259,"ABRAZADERA TIPO PERA/ TRAPECIO  1 ¼\" ACERO NEGRO","UN","ACCESORIOS HIDROSANITARIOS","66665555555 - IDRD - MEDIA ARITMETICA DE COTIZACIONES","19,00 %","$ 1.360,00","2019-04-01"]
[106260,"ABRAZADERA TIPO PERA/ TRAPECIO  1 ½\" ACERO NEGRO","UN","ACCESORIOS HIDROSANITARIOS","860061089 - IDRD - PROYECCIÓN","19,00 %","$ 1.577,00","2020-01-13"]
[106261,"ABRAZADERA TIPO PERA/ TRAPECIO  2\" ACERO NEGRO","UN","ACCESORIOS HIDROSANITARIOS","860061089 - IDRD - PROYECCIÓN","19,00 %","$ 1.612,00","2020-01-13"]
[106258,"ABRAZADERA TIPO PERA/TRAPECIO  1\" ACERO NEGRO","UN","ACCESORIOS HIDROSANITARIOS","66665555555 - IDRD - MEDIA ARITMETICA DE COTIZACIONES","19,00 %","$ 1.495,00","2019-04-01"]
[106263,"ABRAZADERA TIPO PERA/TRAPECIO  3\" ACERO NEGRO","UN","ACCESORIOS HIDROSANITARIOS","860061089 - IDRD - PROYECCIÓN","19,00 %","$ 3.741,00","2020-01-13"]
[106264,"ABRAZADERA TIPO PERA/TRAPECIO  4\" ACERO NEGRO","UN","ACCESORIOS HIDROSANITARIOS","860061089 - IDRD - PROYECCIÓN","19,00 %","$ 6.601,00","2020-01-13"]
[106262,"ABRAZADERA TIPO PERA/TRAPECIO 2 1/2”\" ACERO NEGRO","UN","ACCESORIOS HIDROSANITARIOS","860061089 - IDRD - PROYECCIÓN","19,00 %","$ 2.279,00","2020-01-13"]
[101900,"Abrazadera Tipo Pera/Trapecio 6\"","UN","INST. ELECTRICAS","860061089 - IDRD - PROYECCIÓN","19,00 %","$ 14.786,00","2022-01-28"]
[106165,"Abrazadera Uacero inox.de 1/4\"para Ø 1\"+tuerca","UN","FERRETERIA","860061089 - IDRD - PROYECCIÓN","19,00 %","$ 856,00","2022-01-27"]
[106167,"Abrazadera Uacero inox.de 1/4\"para Ø 11/2\"+tuerca","UN","FERRETERIA",null,"0,00 %","0,00"]
[106166,"Abrazadera Uacero inox.de 1/4\"para Ø 11/4\"+tuerca","UN","FERRETERIA",null,"0,00 %","0,00"]
[106168,"Abrazadera Uacero inox.de 5/16\"para Ø 2\"+tuerca","UN","FERRETERIA",null,"0,00 %","0,00"]
[106169,"Abrazadera Uacero inox.de 5/16\"para Ø 3\"+tuerca","UN","FERRETERIA",null,"0,00 %","0,00"]
[106189,"Abrazadera Uacero inox.de 5/16\"para Ø 6\"+tuerca","UN","FERRETERIA",null,"0,00 %","0,00"]
[105158,"ABRAZADERA\"U\"Doble Ala+2- Perf.3/8\"(Para Tubo 3\")","UN","INST. HIDRAUL/SANIT. Y LAMINAS",null,"0,00 %","0,00"]
[106533,"ABRAZADERAS METÁLICA DOBLE TORNILLO PARATUBO 1/2\"","UN","TUBERIA",null,"0,00 %","0,00"]
[104222,"Abrillantador de 40 cm3","UN","MISCELANEA",null,"0,00 %","0,00"]
[107153,"Acabado texturizado acrilico ref. cover up de","GLN","PINTURAS",null,"0,00 %","0,00"]
[3482,"ACABADOS FACHALETA DE PVC","M2","Enchapes",null,"0,00 %","0,00"]
[105188,"ACANTO  - Planta ornamental","UN","ARBOLES Y PLANTAS",null,"0,00 %","0,00"]
[108572,"Acanto /Alcanthus mollis","UN","JARDINERIA Y GRAMAS",null,"0,00 %","0,00"]
[108530,"Acanto Planta ornamental","UN","JARDINERIA Y GRAMAS",null,"0,00 %","0,00"]
[700,"ACCELGUARD HE  5 KILOS","KG","IMPERMEABIL.,ADITIVOS,QUIMICOS",null,"0,00 %","0,00"]
[109044,"ACCES POINT  UAP-AC-PRO-E  5GHz y 2.4 GHzUN1","UN","APARATOS ELECTRICOS",null,"0,00 %","0,00"]
[102159,"Acces Point Inalambrico  POE","UN","APARATOS ELECTRICOS","77777777777 - CONTRATO CONSULTORIA CEFE COMETAS","19,00 %","$ 2.326.264,00","2019-07-09"]
[102175,"Acces point inalambrico POE","UN","MISCELANEA","NINGUNO EN PARTICULAR","19,00 %","$ 2.326.264,00","2019-07-11"]
[2810,"ACCES.T P/BANDEJA T ESCAL","UN","CABLEADO ESTRUCTURADO","860061089 - IDRD - PROYECCIÓN","19,00 %","$ 61.622,96","2020-01-14"]
[3748,"ACCES.T P/CANALETA PLAST.","UN","CABLEADO ESTRUCTURADO",null,"0,00 %","0,00"]
[107399,"ACCESOR Y ELEMEN DE ANCLAJE PARA TABLERO ELECT","UN","SISTEMAS VENTILACION",null,"0,00 %","0,00"]
[103517,"ACCESORIO CONEXION POSTERIOR SANIT. INSTITUCIONAL","UN","GRIFERIAS,APARATOS,ACCESORIOS","860061089 - IDRD - PROYECCIÓN","19,00 %","$ 196.013,00","2022-06-03"]
[108589,"Accesorio tipo base para instalacion de luminarias","UN","MISCELANEA",null,"0,00 %","0,00"]
[102552,"Accesorios  de Conexión para Manguera de Riego**","UN","GRIFERIAS,APARATOS,ACCESORIOS","860061089 - IDRD - PROYECCIÓN","19,00 %","$ 6.245,00","2023-03-31"]
[101421,"ACCESORIOS  ELECTRICOS**","UN","INST. ELECTRICAS","860061089 - IDRD - PROYECCIÓN","19,00 %","$ 14.046,00","2022-12-21"]
[108802,"ACCESORIOS - GL - CDRC","GL","Alfombra",null,"0,00 %","0,00"]
[108630,"Accesorios (Sctiker BAXXXXX y Sctiker Potencia)","??","MISCELANEA",null,"0,00 %","0,00"]
[104481,"ACCESORIOS CONEX. VALVULA ANTIVAND. A ORINAL","UN","APARATOS",null,"0,00 %","0,00"]
[104296,"Accesorios Conex.Valv.Antiv.a Sanit.BRIGGSx Encima","UN","GRIFERIAS,APARATOS,ACCESORIOS","555555555555 - IDRD - MEDIANA DE COTIZACIONES","19,00 %","$ 85.680,00","2019-10-22"]
[108725,"Accesorios de conexión de 2  1/2\"","UN","SISTEMAS VENTILACION",null,"0,00 %","0,00"]
[102555,"ACCESORIOS DE CONEXION INSTALACIONES HIDRÁULICAS**","GL","GRIFERIAS,APARATOS,ACCESORIOS","860061089 - IDRD - PROYECCIÓN","19,00 %","$ 17.530,00","2023-03-23"]
[101772,"ACCESORIOS DE FIJACIÓN **","GL","GRIFERIAS,APARATOS,ACCESORIOS","860.001.498-9 - CONSTRUDATA","19,00 %","$ 14.439,00","2023-03-22"]
[100074,"Accesorios para bandeja  60*10 tipo escalera **","UN","CABLEADO ESTRUCTURADO",null,"0,00 %","0,00"]
[102710,"ACCESORIOS PARA BAÑO BLANCO 4 PIEZAS.","UN","ACCESORIOS",null,"0,00 %","0,00"]
[104669,"Accesorios piso en madera (remates, tapaluces...)","M2","MADERAS",null,"0,00 %","0,00"]
[105953,"ACCESORIOS PVC 2\"/1\" (incluye sold.limp.lubri.cin)","GL","INST. HIDRAUL/SANIT. Y LAMINAS",null,"0,00 %","0,00"]
[108210,"ACCESORIOS SWITCH DIFERENCIAL","UN","SISTEMAS VENTILACION",null,"0,00 %","0,00"]
[107172,"ACCESORIOS Y ELEMENTOS DE FIJACIÓN UNIDADES VENTIL","UN","SISTEMAS VENTILACION","47874222222 - CONTRATO CONSULTORIA CDRC 1","19,00 %","$ 15.313,00","2019-08-14"]
[103357,"AccesoriosConexiónValv.deSanitarioInstitucional","UN","GRIFERIAS,APARATOS,ACCESORIOS",null,"0,00 %","0,00"]
[101883,"AccPis-SalModCruzado-PletinaRectangulaCRDC-COMETAS","UN","PISCINAS","77777777777 - CONTRATO CONSULTORIA CEFE COMETAS","19,00 %","$ 1.700.000,00","2019-04-23"]
[105536,"ACEITE 20 W -40","UN","COMBUSTIBLES","222555555555511111 - LUBRITODO","19,00 %","$ 20.092,01","2019-12-10"]
[2852,"ACELERANTE FRAGUADO,RESISTENCIA (230kg) Sikaset L","KG","IMPERMEABIL.,ADITIVOS,QUIMICOS",null,"0,00 %","0,00"]
[576,"ACELERANTE PARA MORTEROS SIKA-3 5 KLG","KG","IMPERMEABIL.,ADITIVOS,QUIMICOS",null,"0,00 %","0,00"]
[2633,"ACELERANTE PARA MORTEROS SIKA-3-23.0 KLG","KG","IMPERMEABIL.,ADITIVOS,QUIMICOS",null,"0,00 %","0,00"]
[101477,"Acero Estruct.ASTM A-572 Viga(IPE450) Perfi.Cubier","KG","CERCHAS,VIGAS, ANG, PERFILES","860061089 - IDRD - PROYECCIÓN","19,00 %","$ 9.855,00","2023-03-31"]
[1734,"ACERO FIG. DE 1/4\" A 1\" 60.000 LBS","KG","ACEROS Y HIERROS","8956232 - IDRD - MEDIA ARMONICA COTIZACIONES","19,00 %","$ 2.926,00","2019-07-04"]
[107686,"AceroEstruct.PuentePetaonalTipoTransmilenio","KG","ACEROS,HIERROS/MALLAS,CERCHAS","2565698 - IDU","19,00 %","$ 12.630,01","2019-04-30"]
[12964,"ACIDO ESTABILIZADOR DE PH DECAPANTE (ACIDO MURIATICO) x Litro","LT","PISCINAS","860061089 - IDRD - PROYECCIÓN","19,00 %","$ 5.782,00","2022-01-31"]
[100392,"Acido muriatico (Clorhidrico) **","GLN","IMPERMEABILIZANTES","860061089 - IDRD - PROYECCIÓN","19,00 %","$ 26.124,00","2023-03-29"]
[100393,"ACIDO NITRICO **","GLN","IMPERMEABILIZANTES","66665555555 - IDRD - MEDIA ARITMETICA DE COTIZACIONES","19,00 %","$ 20.073,00","2023-03-24"]
[105623,"Acometida en cable de aluminio 7 hilos con aislami","ML","INST. ELECTRICAS",null,"0,00 %","0,00"]
[1569,"ACOMETIDA PISO ACUEDUCTO   ½\"","UN","TARIFAS Y SERVICIOS",null,"0,00 %","0,00"]
[1568,"ACOMETIDA PISO ACUEDUCTO  1\"","UN","TARIFAS Y SERVICIOS",null,"0,00 %","0,00"]
[1567,"ACOMETIDA PISO ACUEDUCTO  1½\"","UN","TARIFAS Y SERVICIOS",null,"0,00 %","0,00"]
[1570,"ACOMETIDA PISO ACUEDUCTO  2\"","UN","TARIFAS Y SERVICIOS",null,"0,00 %","0,00"]
[1571,"ACOMETIDA PISO ACUEDUCTO  3\"","UN","TARIFAS Y SERVICIOS",null,"0,00 %","0,00"]
[2201,"ACOMETIDA PISO ACUEDUCTO  4\"","UN","TARIFAS Y SERVICIOS",null,"0,00 %","0,00"]
[2202,"ACOMETIDA PISO ACUEDUCTO  6\"","UN","TARIFAS Y SERVICIOS",null,"0,00 %","0,00"]
[101026,"ACOMETIDA PISO ACUEDUCTO ½\" Andén Adoq. IDU**","UN","TARIFAS Y SERVICIOS",null,"0,00 %","0,00"]
[101025,"ACOMETIDA PISO ACUEDUCTO ½\" Andén Conc.**","UN","TARIFAS Y SERVICIOS",null,"0,00 %","0,00"]
[101024,"ACOMETIDA PISO ACUEDUCTO ½\" Andén Loseta IDU**","UN","TARIFAS Y SERVICIOS",null,"0,00 %","0,00"]
[101036,"ACOMETIDA PISO ACUEDUCTO 1 1/2\" Andén Conc.**","UN","TARIFAS Y SERVICIOS",null,"0,00 %","0,00"]
[101037,"ACOMETIDA PISO ACUEDUCTO 1 1/2\" Andén Loseta IDU**","UN","TARIFAS Y SERVICIOS",null,"0,00 %","0,00"]
[101034,"ACOMETIDA PISO ACUEDUCTO 1\" Andén Adoq. IDU**","UN","TARIFAS Y SERVICIOS",null,"0,00 %","0,00"]
[101033,"ACOMETIDA PISO ACUEDUCTO 1\" Andén Conc.**","UN","TARIFAS Y SERVICIOS",null,"0,00 %","0,00"]
[101032,"ACOMETIDA PISO ACUEDUCTO 1\" Andén Loseta IDU**","UN","TARIFAS Y SERVICIOS",null,"0,00 %","0,00"]
[101038,"ACOMETIDA PISO ACUEDUCTO 2\" Andén Conc.**","UN","TARIFAS Y SERVICIOS",null,"0,00 %","0,00"]
[101039,"ACOMETIDA PISO ACUEDUCTO 2\" Andén Loseta IDU**","UN","TARIFAS Y SERVICIOS",null,"0,00 %","0,00"]
[101040,"ACOMETIDA PISO ACUEDUCTO 3\" Andén Conc.**","UN","TARIFAS Y SERVICIOS",null,"0,00 %","0,00"]
[101041,"ACOMETIDA PISO ACUEDUCTO 3\" Andén Loseta IDU**","UN","TARIFAS Y SERVICIOS",null,"0,00 %","0,00"]
[101029,"ACOMETIDA PISO ACUEDUCTO 3/4\" Andén Adoq. IDU**","UN","TARIFAS Y SERVICIOS",null,"0,00 %","0,00"]
[101030,"ACOMETIDA PISO ACUEDUCTO 3/4\" Andén Conc.**","UN","TARIFAS Y SERVICIOS",null,"0,00 %","0,00"]
[101028,"ACOMETIDA PISO ACUEDUCTO 3/4\" Andén Loseta IDU**","UN","TARIFAS Y SERVICIOS",null,"0,00 %","0,00"]
[101042,"ACOMETIDA PISO ACUEDUCTO 4\" Andén Conc.**","UN","TARIFAS Y SERVICIOS",null,"0,00 %","0,00"]
[101043,"ACOMETIDA PISO ACUEDUCTO 4\" Andén Loseta IDU**","UN","TARIFAS Y SERVICIOS",null,"0,00 %","0,00"]
[101044,"ACOMETIDA PISO ACUEDUCTO 6\" Andén Conc.**","UN","TARIFAS Y SERVICIOS",null,"0,00 %","0,00"]
[101045,"ACOMETIDA PISO ACUEDUCTO 6\" Andén Loseta IDU**","UN","TARIFAS Y SERVICIOS",null,"0,00 %","0,00"]
[106223,"ACOPLE  FLEXIBLE HIERRO DUCTIL RANURADO Ø 1 1/2\"","UN","RED CONTRA INCENDIO","66665555555 - IDRD - MEDIA ARITMETICA DE COTIZACIONES","19,00 %","$ 7.797,00","2020-01-10"]
[106225,"ACOPLE  FLEXIBLE HIERRO DUCTIL RANURADO Ø 2 1/2\"","UN","RED CONTRA INCENDIO","860061089 - IDRD - PROYECCIÓN","19,00 %","$ 9.854,00","2022-03-02"]
[106224,"ACOPLE  FLEXIBLE HIERRO DUCTIL RANURADO Ø 2\"","UN","RED CONTRA INCENDIO","66665555555 - IDRD - MEDIA ARITMETICA DE COTIZACIONES","19,00 %","$ 8.579,00","2022-01-31"]
[106226,"ACOPLE  FLEXIBLE HIERRO DUCTIL RANURADO Ø 3\"","UN","RED CONTRA INCENDIO","860061089 - IDRD - PROYECCIÓN","19,00 %","$ 12.468,00","2022-03-02"]
[106227,"ACOPLE  FLEXIBLE HIERRO DUCTIL RANURADO Ø 4\"","UN","RED CONTRA INCENDIO","66665555555 - IDRD - MEDIA ARITMETICA DE COTIZACIONES","19,00 %","$ 14.392,00","2020-01-10"]
[106228,"ACOPLE  FLEXIBLE HIERRO DUCTIL RANURADO Ø 6\"","UN","RED CONTRA INCENDIO",null,"0,00 %","0,00"]
[103239,"ACOPLE  FLEXIBLE LAVAMANOS PLAST(1/2X1/2\")L=40CM","UN","INST. HIDRAUL/SANIT. Y LAMINAS","555555555555 - IDRD - MEDIANA DE COTIZACIONES","19,00 %","$ 4.250,00","2023-03-21"]
[103143,"Acople a desague hasta 4\"(Imperm. membranas Sint.)","UN","MISCELANEA","860061089 - IDRD - PROYECCIÓN","19,00 %","$ 56.036,01","2023-03-27"]
[102954,"Acople Completo ** ","UN","MOBILIARIO URBANO Y SEÑALIZAC.","860061089 - IDRD - PROYECCIÓN","19,00 %","$ 42.089,00","2023-03-24"]
[103507,"Acople en S (3/8\") para columpio(Rodamient+ Buje)","UN","MOBILIARIO URBANO Y SEÑALIZAC.",null,"0,00 %","0,00"]
[109116,"ACOPLE FLEXIBLE METALICO (LAV) Sum + Inst","UN","INST. HIDRAUL/SANIT. Y LAMINAS",null,"0,00 %","0,00"]
[17,"ACOPLE PARA LAVAMANOS Y SANITARIO PLASTICO","UN","ACCESORIOS HIDROSANITARIOS",null,"0,00 %","0,00"]
[813,"ACOPLE PLAST. SANITARIO ó LAVAMANOS. ½\"X1/2\" 40CM","UN","ACCESORIOS HIDROSANITARIOS",null,"0,00 %","0,00"]
[104551,"acople plástico de 1/2\"x1/2\" (L=0.60m)","UN","ACCESORIOS HIDROSANITARIOS",null,"0,00 %","0,00"]
[103241,"ACOPLE SANITARIO ½\"X7/8\" Con Registro PLASTICOL=40CM","UN","INST. HIDRAUL/SANIT. Y LAMINAS","860061089 - IDRD - PROYECCIÓN","19,00 %","$ 3.419,00","2022-01-29"]
[101868,"Acople Sanitario/Lav de 1/2\" plastico 40cms","UN","REGISTROS Y CHEQUES","860061089 - IDRD - PROYECCIÓN","19,00 %","$ 4.332,00","2023-03-29"]
[100431,"Acoples columpio Modulo 5 (Sumin e Ins) **","UN","OTROS PREFABRICADOS",null,"0,00 %","0,00"]
[102497,"Acoples de Teflón(Sumin) **","ML","OTROS PREFABRICADOS",null,"0,00 %","0,00"]
[102957,"Acoples en U lámina Cal. 3/16\"(Sumin ) **","UN","OTROS PREFABRICADOS","860061089 - IDRD - PROYECCIÓN","19,00 %","$ 67.511,00","2023-03-29"]
[102634,"Acoples Sencillo columpio  (Sumin ) **","UN","OTROS PREFABRICADOS","860061089 - IDRD - PROYECCIÓN","19,00 %","$ 48.584,00","2023-03-24"]
[108196,"ACOPLES Y ACCESORIOS CONEXIÓN TUBERÍA","UN","SISTEMAS VENTILACION",null,"0,00 %","0,00"]
[106525,"ACOPLES-BRONCE MACHO Y HEMBRA TIPO CONVENCIONAL","UN","FERRETERIA",null,"0,00 %","0,00"]
[633,"ACPM*","GLN","COMBUSTIBLES","999XXX-1 - MINISTERIO DE MINAS Y ENERGIA","0,00 %","$ 9.456,00","2020-01-09"]
[102229,"ACPM**","GLN","COMBUSTIBLES","999XXX-1 - MINISTERIO DE MINAS Y ENERGIA","0,00 %","$ 9.357,00","2023-03-23"]
[12870,"ACRILIC ADHESION PROMETER","GLN","IMPERMEABIL.,ADITIVOS,QUIMICOS","860061089 - IDRD - PROYECCIÓN","19,00 %","$ 53.346,00","2022-01-31"]
[141,"ACRILICO 2mm.","M2","MOLDURAS",null,"0,00 %","0,00"]
[142,"ACRILICO 3mm. (Opal-Lámina de 1,20x1.80m)","M2","MOLDURAS",null,"0,00 %","0,00"]
[104405,"ACRILICO INCOLORO 4mm. - Puerta o Vent.(Sum+inst)","M2","MOLDURAS","860061089 - IDRD - PROYECCIÓN","19,00 %","$ 181.636,99","2023-03-28"]
[102338,"ACRILICO LÁMINA DE 1.20x1.80","UN","MOLDURAS",null,"0,00 %","0,00"]
[1023,"ACRILTEX SEMIMATE","GLN","PINTURAS","860061089 - IDRD - PROYECCIÓN","19,00 %","$ 94.906,00","2023-03-28"]
[1305,"ACRISELLO BLANCO       5 KILOS","KG","ADITIVOS Y QUIMICOS",null,"0,00 %","0,00"]
[104470,"ACRONAL/GRECONAL","GLN","FERRETERIA Y HERRAMIENTAS",null,"0,00 %","0,00"]
[104535,"Activador PVC (Membrana reforz)**","ML","IMPERMEABILIZANTES","860061089 - IDRD - PROYECCIÓN","19,00 %","$ 47.200,01","2020-01-09"]
[107101,"Actualización de planos","UN","OTROS PREFABRICADOS",null,"0,00 %","0,00"]
[3041,"ACUSTIFIBRA S/inst. Fglas","M2","FIBRA DE VIDRIO",null,"0,00 %","0,00"]
[101537,"Adapatdor Terminal Campana Ø3\" Ducto TDP","UN","ACCESORIOS HIDROSANITARIOS","66665555555 - IDRD - MEDIA ARITMETICA DE COTIZACIONES","19,00 %","$ 3.164,00","2019-02-12"]
[107594,"Adaptador  Hembra CPVC-SCH-80 Ø\"2\"\"","UN","INST. HIDRAUL/SANIT. Y LAMINAS",null,"0,00 %","0,00"]
[107751,"Adaptador  Hembra CPVC-SCH-80 Ø\"21/2\"","UN","INST. HIDRAUL/SANIT. Y LAMINAS",null,"0,00 %","0,00"]
[107589,"Adaptador  Macho CPVC-SCH-80 Ø\"2\"\"","UN","INST. HIDRAUL/SANIT. Y LAMINAS",null,"0,00 %","0,00"]
[106313,"ADAPTADOR  PVC HEMBRA 1 1/4\"","UN","ACCESORIOS HIDROSANITARIOS","66665555555 - IDRD - MEDIA ARITMETICA DE COTIZACIONES","19,00 %","$ 1.429,00","2020-01-22"]
[3532,"ADAPTADOR ALCANT NOVAFORT 4-110MM","UN","ACCESORIOS TUBERIA SUBTERRANEA","860061089 - IDRD - PROYECCIÓN","19,00 %","$ 17.312,00","2022-01-28"]
[3533,"ADAPTADOR ALCANT NOVAFORT 6-160MM","UN","ACCESORIOS TUBERIA SUBTERRANEA","860061089 - IDRD - PROYECCIÓN","19,00 %","$ 45.583,00","2022-01-28"]
[3534,"ADAPTADOR ALCANT NOVAFORT 8-200MM","UN","ACCESORIOS TUBERIA SUBTERRANEA","860061089 - IDRD - PROYECCIÓN","19,00 %","$ 64.454,01","2022-01-28"]
[1087,"ADAPTADOR CALIENTE ULTRATEMP    ½\"    PAVCO","UN","ACCESORIOS HIDROSANITARIOS","860061089 - IDRD - PROYECCIÓN","19,00 %","$ 18.549,01","2022-01-27"]
[1095,"ADAPTADOR CALIENTE ULTRATEMP   3/4\"   PAVCO","UN","ACCESORIOS HIDROSANITARIOS","860061089 - IDRD - PROYECCIÓN","19,00 %","$ 22.914,00","2022-01-27"]
[105093,"Adaptador Campana ducto electrico tipo DB 2\"","UN","TUBERIA SUBT,REJILLAS,SUMIDER.","8956232 - IDRD - MEDIA ARMONICA COTIZACIONES","19,00 %","$ 2.313,00","2019-05-07"]
[105089,"Adaptador CampanaDuctoElectricoTipoTDPØ6\"","UN","TUBOS","860061089 - IDRD - PROYECCIÓN","19,00 %","$ 24.095,00","2023-03-28"]
[2461,"ADAPTADOR CONDUIT CONDUFLEX   ½\"","UN","TUBERIA",null,"0,00 %","0,00"]
[3781,"ADAPTADOR CONDUIT CONDUFLEX   3/4\"","UN","TUBERIA",null,"0,00 %","0,00"]
[102860,"Adaptador CPVC Macho 1\"  **","UN","ACCESORIOS HIDROSANITARIOS",null,"0,00 %","0,00"]
[102817,"Adaptador CPVC Macho 1/2\"  **","UN","ACCESORIOS HIDROSANITARIOS","8956232 - IDRD - MEDIA ARMONICA COTIZACIONES","19,00 %","$ 2.177,00","2023-03-22"]
[101719,"ADAPTADOR DE LIMPIEZA SANITARIA 4\"","UN","ACCESORIOS HIDROSANITARIOS","860061089 - IDRD - PROYECCIÓN","19,00 %","$ 19.677,00","2022-01-28"]
[2227,"ADAPTADOR HEMBRA CU  DE ½","UN","INST. DE GAS",null,"0,00 %","0,00"]
[107715,"Adaptador Hembra PVC Presión Ø3\"","UN","INST. HIDRAUL/SANIT. Y LAMINAS",null,"0,00 %","0,00"]
[107622,"Adaptador Hembra PVC Presión Ø4\"","UN","INST. HIDRAUL/SANIT. Y LAMINAS",null,"0,00 %","0,00"]
[107544,"Adaptador Hembra PVC Presión Ø6\"","UN","INST. HIDRAUL/SANIT. Y LAMINAS",null,"0,00 %","0,00"]
[107633,"Adaptador hembra PVC-Presión Ø11/2\"","UN","ACCESORIOS HIDROSANITARIOS",null,"0,00 %","0,00"]
[101751,"ADAPTADOR LIMPIEZA D=6\" PVC","UN","ACCESORIOS TUBERIA SUBTERRANEA",null,"0,00 %","0,00"]
[103639,"ADAPTADOR MACHO COBRE 1 1/2\"","UN","MISCELANEA",null,"0,00 %","0,00"]
[100047,"Adaptador macho cobre 2\" **","UN","ACCESORIOS HIDROSANITARIOS",null,"0,00 %","0,00"]
[1611,"ADAPTADOR MACHO CU  DE ½","UN","INST. DE GAS",null,"0,00 %","0,00"]
[106312,"ADAPTADOR MACHO POLIPROPILENO  1/2”","UN","INST. HIDRAUL/SANIT. Y LAMINAS","860061089 - IDRD - PROYECCIÓN","19,00 %","$ 1.659,00","2022-01-31"]
[106308,"ADAPTADOR MACHO POLIPROPILENO 1 1/4”","UN","INST. HIDRAUL/SANIT. Y LAMINAS","860061089 - IDRD - PROYECCIÓN","19,00 %","$ 36.952,00","2022-01-31"]
[2040,"ADAPTADOR PRESION Hemb.1\"    PAVCO","UN","ACCESORIOS","860061089 - IDRD - PROYECCIÓN","19,00 %","$ 2.103,00","2022-01-27"]
[2041,"ADAPTADOR PRESION Hemb.2\" S/NORMA ICONTEC","UN","ACCESORIOS HIDROSANITARIOS","860061089 - IDRD - PROYECCIÓN","19,00 %","$ 12.920,00","2022-01-27"]
[2042,"ADAPTADOR PRESION Hemb.4\"    PAVCO","UN","ACCESORIOS HIDROSANITARIOS","860061089 - IDRD - PROYECCIÓN","19,00 %","$ 55.011,00","2022-01-27"]
[882,"ADAPTADOR PRESION Macho 1¼\"  PAVCO","UN","ACCESORIOS HIDROSANITARIOS","555555555555 - IDRD - MEDIANA DE COTIZACIONES","19,00 %","$ 4.031,01","2022-05-04"]
[2038,"ADAPTADOR PRESION Macho 2\" S/NORMA ICONTEC","UN","ACCESORIOS HIDROSANITARIOS","8956232 - IDRD - MEDIA ARMONICA COTIZACIONES","19,00 %","$ 7.478,00","2023-03-21"]
[106162,"ADAPTADOR PRESIÓN MACHO 3\"","UN","INST. HIDRAUL/SANIT. Y LAMINAS","8956232 - IDRD - MEDIA ARMONICA COTIZACIONES","19,00 %","$ 25.036,01","2023-03-17"]
[947,"ADAPTADOR PRESION Macho 3\"  S/NROMA ICONTEC","UN","ACCESORIOS HIDROSANITARIOS",null,"0,00 %","0,00"]
[2039,"ADAPTADOR PRESION Macho 4\" S/NORMA ICONTEC","UN","ACCESORIOS HIDROSANITARIOS","860061089 - IDRD - PROYECCIÓN","19,00 %","$ 52.251,00","2022-01-27"]
[772,"ADAPTADOR PRESION Macho Roscado  3/4\"  S/NORMA ICO","UN","ACCESORIOS HIDROSANITARIOS","555555555555 - IDRD - MEDIANA DE COTIZACIONES","19,00 %","$ 872,00","2023-03-21"]
[771,"ADAPTADOR PRESION MACHO ROSCADOPVC  ½\" S/NORMA ICO","UN","ACCESORIOS HIDROSANITARIOS","8956232 - IDRD - MEDIA ARMONICA COTIZACIONES","19,00 %","$ 480,00","2023-03-16"]
[2037,"ADAPTADOR PRESION MACHO ROSCADOPVC Ø 1\"S/NORMA ICO","UN","ACCESORIOS HIDROSANITARIOS","8956232 - IDRD - MEDIA ARMONICA COTIZACIONES","19,00 %","$ 2.333,00","2023-03-09"]
[101017,"ADAPTADOR PRESION MachoRoscadoPVC 1 1/2\" S/NORMA I","UN","ACCESORIOS HIDROSANITARIOS","8956232 - IDRD - MEDIA ARMONICA COTIZACIONES","19,00 %","$ 4.868,00","2023-03-09"]
[102813,"ADAPTADOR PRESION MACHOROSCADOPVC 3\"","UN","FERRETERIA","860061089 - IDRD - PROYECCIÓN","19,00 %","$ 24.019,00","2022-01-27"]
[107642,"Adaptador PVC Presión hembra 2\"","UN","INST. HIDRAUL/SANIT. Y LAMINAS",null,"0,00 %","0,00"]
[100256,"Adaptador PVCP Hemb.1 1/2\"  SCH40 **","UN","ACCESORIOS HIDROSANITARIOS","860061089 - IDRD - PROYECCIÓN","19,00 %","$ 5.708,00","2022-01-27"]
[100255,"Adaptador PVCP Hemb.1 1/4\"","UN","ACCESORIOS HIDROSANITARIOS","8956232 - IDRD - MEDIA ARMONICA COTIZACIONES","19,00 %","$ 1.536,00","2019-02-28"]
[100254,"Adaptador PVCP Hemb.1\"  SCH40 **","UN","ACCESORIOS HIDROSANITARIOS",null,"0,00 %","0,00"]
[100252,"Adaptador PVCP Hemb.1/2\"  S/NORMA ICONTEC","UN","ACCESORIOS HIDROSANITARIOS","860061089 - IDRD - PROYECCIÓN","19,00 %","$ 512,00","2022-01-27"]
[100251,"Adaptador PVCP Hemb.1/2X3/8\"  SCH40 **","UN","ACCESORIOS HIDROSANITARIOS",null,"0,00 %","0,00"]
[100258,"Adaptador PVCP Hemb.2 1/2\" S/NORMA ICONTEC   **","UN","ACCESORIOS HIDROSANITARIOS","860061089 - IDRD - PROYECCIÓN","19,00 %","$ 10.329,00","2020-01-13"]
[100257,"Adaptador PVCP Hemb.2\"  S/NORMA ICONTEC","UN","ACCESORIOS HIDROSANITARIOS","860061089 - IDRD - PROYECCIÓN","19,00 %","$ 20.114,00","2022-01-27"]
[100259,"Adaptador PVCP Hemb.3\"  SCH40 **","UN","ACCESORIOS HIDROSANITARIOS",null,"0,00 %","0,00"]
[100253,"Adaptador PVCP Hemb.3/4\"  S/NORMA ICONTEC","UN","ACCESORIOS HIDROSANITARIOS","860061089 - IDRD - PROYECCIÓN","19,00 %","$ 922,00","2022-01-27"]
[100260,"Adaptador PVCP Hemb.4\" S/NORMA ICONTEC","UN","ACCESORIOS HIDROSANITARIOS",null,"0,00 %","0,00"]
[100261,"Adaptador PVCP Hemb.5\"  SCH40 **","UN","ACCESORIOS HIDROSANITARIOS",null,"0,00 %","0,00"]
[100262,"Adaptador PVCP Hemb.6\"  SCH40 **","UN","ACCESORIOS HIDROSANITARIOS",null,"0,00 %","0,00"]
[100263,"Adaptador PVCP Hemb.8\"  SCH40 **","UN","ACCESORIOS HIDROSANITARIOS",null,"0,00 %","0,00"]
[100269,"Adaptador PVCP Macho 1 1/2\"  SCH40 **","UN","ACCESORIOS HIDROSANITARIOS",null,"0,00 %","0,00"]
[100268,"Adaptador PVCP Macho 1 1/4\"S/NORMA ICONTEC","UN","ACCESORIOS HIDROSANITARIOS","8956232 - IDRD - MEDIA ARMONICA COTIZACIONES","19,00 %","$ 1.652,01","2019-02-28"]
[100267,"Adaptador PVCP Macho 1\"  SCH40 **","UN","ACCESORIOS HIDROSANITARIOS",null,"0,00 %","0,00"]
[100265,"Adaptador PVCP Macho 1/2\"roscado S/NORMA ICONTEC","UN","ACCESORIOS HIDROSANITARIOS","555555555555 - IDRD - MEDIANA DE COTIZACIONES","19,00 %","$ 727,01","2023-03-09"]
[102820,"Adaptador PVCP Macho 11/4\" S/NORMA ICONTEC","UN","ACCESORIOS HIDROSANITARIOS","8956232 - IDRD - MEDIA ARMONICA COTIZACIONES","19,00 %","$ 3.351,00","2023-03-22"]
[100271,"Adaptador PVCP Macho 2 1/2\"  SCH40 **","UN","ACCESORIOS HIDROSANITARIOS",null,"0,00 %","0,00"]
[100270,"Adaptador PVCP Macho 2\"S/NORMA ICONTEC","UN","ACCESORIOS HIDROSANITARIOS","8956232 - IDRD - MEDIA ARMONICA COTIZACIONES","19,00 %","$ 9.743,01","2023-03-09"]
[100272,"Adaptador PVCP Macho 3\"  SCH40 **","UN","ACCESORIOS HIDROSANITARIOS",null,"0,00 %","0,00"]
[100264,"Adaptador PVCP Macho 3/8\"  SCH40 **","UN","ACCESORIOS HIDROSANITARIOS",null,"0,00 %","0,00"]
[100273,"Adaptador PVCP Macho 4\"  S/NORMA ICONTEC","UN","ACCESORIOS HIDROSANITARIOS",null,"0,00 %","0,00"]
[100502,"Adaptador PVCP Macho 4\"  SCH80 **","UN","ACCESORIOS HIDROSANITARIOS",null,"0,00 %","0,00"]
[100274,"Adaptador PVCP Macho 5\"  SCH40 **","UN","ACCESORIOS HIDROSANITARIOS",null,"0,00 %","0,00"]
[100275,"Adaptador PVCP Macho 6\"  SCH40 **","UN","ACCESORIOS HIDROSANITARIOS",null,"0,00 %","0,00"]
[100276,"Adaptador PVCP Macho 8\"  SCH40 **","UN","ACCESORIOS HIDROSANITARIOS",null,"0,00 %","0,00"]
[101841,"ADAPTADOR RACOR PARA ORINAL**","UN","INST. DE GAS",null,"0,00 %","0,00"]
[105879,"Adaptador rosca macho para PE 32 mm","UN","INST. HIDRAUL/SANIT. Y LAMINAS",null,"0,00 %","0,00"]
[109061,"Adaptador terminal campana","UN","INST. ELECTRICAS",null,"0,00 %","0,00"]
[108800,"ADAPTADOR TERMINAL CAMPANA PVC DB 3\"","UN","TUBERIA","8956232 - IDRD - MEDIA ARMONICA COTIZACIONES","19,00 %","$ 7.763,00","2022-06-13"]
[108794,"ADAPTADOR TERMINAL CAMPANA PVC DB 4\"","UN","TUBERIA","562221312 - IDRD - VALOR CIO AJUSTADO","19,00 %","$ 5.394,00","2020-10-19"]
[103258,"ADAPTADOR TERMINAL CONDUIT PVC 3/4\" **","UN","MISCELANEA","8956232 - IDRD - MEDIA ARMONICA COTIZACIONES","19,00 %","$ 197,00","2019-03-08"]
[108765,"ADAPTADOR TERMINAL PVC DB 6\"","UN","TUBERIA","555555555555 - IDRD - MEDIANA DE COTIZACIONES","19,00 %","$ 14.400,00","2020-12-24"]
[1102,"ADAPTADOR UNION  Z 3\"PVC  PAVCO","UN","TUBERIA SUBT,REJILLAS,SUMIDER.","860061089 - IDRD - PROYECCIÓN","19,00 %","$ 29.905,00","2022-02-04"]
[1103,"ADAPTADOR UNION RAPIDA Z 3\"  PAVCO","UN","TUBERIA SUBT,REJILLAS,SUMIDER.","860061089 - IDRD - PROYECCIÓN","19,00 %","$ 51.543,01","2022-02-04"]
[106081,"AdaptadorMachoPolipropileno(1/2\")Fusión PN-16","UN","ACCESORIOS HIDROSANITARIOS",null,"0,00 %","0,00"]
[634,"ADERCRIL               4 KILOS","KG","ADITIVOS Y QUIMICOS",null,"0,00 %","0,00"]
[102622,"Adherente fungicida Agrotin **","LT","INFESTACIONES","555555555555 - IDRD - MEDIANA DE COTIZACIONES","19,00 %","$ 26.974,00","2023-03-23"]
[108290,"ADHESIVO ARMACELL (Botella)","UN","SISTEMAS VENTILACION","89585454444 - CONTRATO CONSULTORIA CDRC 2","19,00 %","$ 10.540,00","2019-09-27"]
[105674,"ADHESIVO EN VINILO BRILLANTE D=40 cm","UN","AVISOS Y VALLAS","860061089 - IDRD - PROYECCIÓN","19,00 %","$ 14.069,00","2023-03-24"]
[103613,"ADHESIVO MASTICOL TIPO BOXER","GLN","MISCELANEA","860061089 - IDRD - PROYECCIÓN","19,00 %","$ 76.343,00","2023-03-28"]
[104559,"ADHESIVO PARA TUBERIA NOVAFORT (310 GR)","UN","INST. HIDRAUL/SANIT. Y LAMINAS","860061089 - IDRD - PROYECCIÓN","19,00 %","$ 45.412,99","2023-03-21"]
[105233,"ADHESIVO VINILO BRILLANTE  DIAMETRO 40CM","UN","MOBILIARIO URBANO Y SEÑALIZAC.",null,"0,00 %","0,00"]
[106362,"ADHESIVO-80 EN SPRAY (19 ONZAS)","UN","FERRETERIA",null,"0,00 %","0,00"]
[105975,"AdhesivoSpray(24 Onz)para pega de cinta antidesliz","UN","Pisos",null,"0,00 %","0,00"]
[2843,"ADITIVO ADHERENTE PARA MORTEROS SikaLátex (20Kg)","KG","IMPERMEABIL.,ADITIVOS,QUIMICOS",null,"0,00 %","0,00"]
[2681,"ADITIVO ADHERENTE PARA MORTEROS SikaLátex (4.5Kg)","KG","IMPERMEABIL.,ADITIVOS,QUIMICOS",null,"0,00 %","0,00"]
[102311,"ADITIVO ADHERENTE TEXILAN 553","M2","IMPERMEABIL.,ADITIVOS,QUIMICOS",null,"0,00 %","0,00"]
[2480,"ADOQUIN  NAT. 10x20x6 (VEHICULAR LIVIANO)Obra","M2","BLOQUES Y LADRILLOS","860061089 - IDRD - PROYECCIÓN","0,00 %","$ 34.504,00","2022-01-28"]
[104960,"ADOQUIN (6X12X24) EN OBRA","M2","LADRILLO BOGOTA",null,"0,00 %","0,00"]
[104500,"ADOQUIN 10X20X8CM(VEHIC.MEDIANO)  EN FABRICA","UN","LADRILLO BOGOTA",null,"0,00 %","0,00"]
[104497,"ADOQUIN 24X12X6CM (VEHIC.LIVIANO) EN OBRA","M2","LADRILLO BOGOTA","860061089 - IDRD - PROYECCIÓN","0,00 %","$ 23.425,00","2020-01-09"]
[100654,"ADOQUIN 26x12.5 x 6 MOORE(VEHICULAR LIVIANO)FABRIC","M2","BLOQUES Y LADRILLOS",null,"0,00 %","0,00"]
[104498,"ADOQUIN 26X12.5X6CM(VEHIC.LIVIANO)  EN OBRA","UN","LADRILLO BOGOTA",null,"0,00 %","0,00"]
[2596,"ADOQUIN 3x6x25 S/CRIST.","UN","BLOQUES Y LADRILLOS",null,"0,00 %","0,00"]
[104468,"ADOQUIN CEMENT PEAT. AMAR-MARRON-SALMON(6X10X20CM","M2","BLOQUE BOGOTA","555555555555 - IDRD - MEDIANA DE COTIZACIONES","0,00 %","$ 41.323,00","2019-02-28"]
[104467,"ADOQUIN CEMENTO PEAT. AMAR-MARRON-SALMON(6X10X20CM","UN","BLOQUE BOGOTA","555555555555 - IDRD - MEDIANA DE COTIZACIONES","0,00 %","$ 827,00","2019-08-27"]
[137,"ADOQUIN COLON.6CM STA/FE 24.5x12x6 ObFuera del mer","UN","LADRILLO BOGOTA",null,"0,00 %","0,00"]
[104921,"ADOQUIN COLONIAL (26X12.5X6CM)TRAF.LIV-OBRA","UN","BLOQUES Y LADRILLOS",null,"0,00 %","0,00"]
[101047,"ADOQUIN CONC. COLORES A-8 OBRA (10X20X8)","UN","BLOQUE BOGOTA","6555555555 - IDRD - MENOR VALOR   DE COTIZACIONES","0,00 %","$ 1.222,00","2019-03-08"]
[246,"ADOQUIN CONC.A-6 OBRA (10x20x6)","UN","BLOQUES Y LADRILLOS","8956232 - IDRD - MEDIA ARMONICA COTIZACIONES","0,00 %","$ 946,00","2022-04-26"]
[248,"ADOQUIN CONC.A-8 OBRA (10x20x8)","UN","BLOQUES Y LADRILLOS","860061089 - IDRD - PROYECCIÓN","0,00 %","$ 1.227,00","2023-03-24"]
[105243,"Adoquín Curvo Ecológico Traf. Peatonal 33x16x3.5","M2","BLOQUE BOGOTA",null,"0,00 %","0,00"]
[100001,"Adoquín de arcilla tipo tolete **","M2","ENCHAPES,PISOS,ALFOMBRAS,PAPEL",null,"0,00 %","0,00"]
[105231,"Adoquin de arcilla tipo vehicular (20x10x8) obra","UN","LADRILLO BOGOTA",null,"0,00 %","0,00"]
[101803,"Adoquin ecologico 20x20x3.8 **","M2","BLOQUE BOGOTA",null,"0,00 %","0,00"]
[100524,"Adoquin ecologico 29x43x8 GRAMOQUIN","UN","BLOQUE BOGOTA",null,"0,00 %","0,00"]
[1711,"ADOQUIN ESPAÑOL E= 6CM STA/FE 6x10x20","UN","LADRILLO BOGOTA","8956232 - IDRD - MEDIA ARMONICA COTIZACIONES","0,00 %","$ 579,00","2019-02-13"]
[105314,"ADOQUIN ESPAÑOL E=6CM STA/FE 6x10x20 Obra","UN","LADRILLO BOGOTA","860061089 - IDRD - PROYECCIÓN","0,00 %","$ 744,00","2023-03-24"]
[101804,"Adoquin Estructural fino Ecologico 6x12x24.5cm **","M2","BLOQUE BOGOTA",null,"0,00 %","0,00"]
[250,"ADOQUIN GRES   10x10x2.5","M2","ENCHAPES,PISOS,ALFOMBRAS,PAPEL",null,"0,00 %","0,00"]
[101434,"ADOQUIN GRES BISELADO 20X10X8 CM-VEHIC.EN OBRA","M2","ENCHAPES,PISOS,ALFOMBRAS,PAPEL",null,"0,00 %","0,00"]
[1920,"ADOQUIN LIV. MOORE 15x15x5 Nat.","M2","Pisos",null,"0,00 %","0,00"]
[1919,"ADOQUIN Liv. Nat.20x10x3.5 MOORE","M2","Pisos",null,"0,00 %","0,00"]
[1922,"ADOQUIN Liv. Nat.Corbati","M2","Pisos",null,"0,00 %","0,00"]
[1910,"ADOQUIN Nat. 15x15x3.5 MOORE","M2","Pisos",null,"0,00 %","0,00"]
[1908,"ADOQUIN Nat. 20x10x5 MOORE","M2","Pisos",null,"0,00 %","0,00"]
[104225,"ADOQUIN Nat. 24X12X6 (VEHICULAR LIVIANO) obra","UN","BLOQUES Y LADRILLOS",null,"0,00 %","0,00"]
[1906,"ADOQUIN Nat. 26x12.5x6 TRAF.VEHIC.LIV","M2","Pisos",null,"0,00 %","0,00"]
[105086,"ADOQUIN Nat.Cuarteron 25X6X6 (VEHICULAR LIVIANO)","M2","LADRILLO BOGOTA","666666666252 - IDRD - MEDIA GEOMETRICA COTIZACIONES","0,00 %","$ 32.142,00","2019-03-07"]
[1905,"ADOQUIN Natural. 26x12.5x3.5 MOORE","M2","Pisos",null,"0,00 %","0,00"]
[105875,"ADOQUIN PEATONAL CON. BICAPA GRIS (10X20X6CM)Obra","UN","PREFABRICADOS","8956232 - IDRD - MEDIA ARMONICA COTIZACIONES","19,00 %","$ 831,00","2022-05-05"]
[105886,"ADOQUIN PEATONAL CON. BICAPAVERDE(10X20X6CM)","UN","PREFABRICADOS",null,"0,00 %","0,00"]
[1771,"ADOQUIN PRECOLOMBINO YOMASA 24x15x3 Mezcl. Obra","UN","ENCHAPES,PISOS,ALFOMBRAS,PAPEL",null,"0,00 %","0,00"]
[105244,"Adoquín Rectangular Ecológico Peatonal 20x15x4 cm","M2","BLOQUES Y LADRILLOS","8956232 - IDRD - MEDIA ARMONICA COTIZACIONES","19,00 %","$ 49.158,00","2019-03-20"]
[105245,"Adoquín Rombiode Ecológico Peatonal 31x20x3.5 cm","M2","BLOQUES Y LADRILLOS",null,"0,00 %","0,00"]
[102243,"ADOQUIN VEHICULAR 8x10x20 Santafé Español","M2","ENCHAPES,PISOS,ALFOMBRAS,PAPEL",null,"0,00 %","0,00"]
[1871,"ADOQUIN VEHICULAR SULTANA","M2","ENCHAPES,PISOS,ALFOMBRAS,PAPEL",null,"0,00 %","0,00"]
[102244,"ADOQUIN VEHICULARMEDIANO(8x10x20)  Moore Nat.OBRA","M2","ENCHAPES,PISOS,ALFOMBRAS,PAPEL",null,"0,00 %","0,00"]
[1907,"ADOQUIN Vitrif. 20x10x5 MOORE","M2","Pisos",null,"0,00 %","0,00"]
[1917,"ADOQUIN Vitrif. CORBATIN","M2","Pisos","8956232 - IDRD - MEDIA ARMONICA COTIZACIONES","0,00 %","$ 32.742,00","2022-06-09"]
[1913,"ADOQUIN Vitrif. ESCAMA MOORE","M2","Pisos",null,"0,00 %","0,00"]
[103111,"AdoquínConcretoPentagonal-14x14x14x14x10x6","M2","Pisos",null,"0,00 %","0,00"]
[105904,"AdoquinGramoquinConc.Gris(30x30x6CM)Peaton-Obra","UN","CONCRETOS",null,"0,00 %","0,00"]
[105876,"AdoquínPeat,conc,bicapa,colorocre/terra(10x20x6)ob","UN","PREFABRICADOS","555555555555 - IDRD - MEDIANA DE COTIZACIONES","19,00 %","$ 870,00","2022-05-05"]
[107390,"ADPTADOR DE CAMPANA TERMINAL CONDUIT 4\" PVC","UN","APARATOS ELECTRICOS",null,"0,00 %","0,00"]
[107849,"ADUCTOR Y ABDUCTOR (Hip Abductor)","UN","MOBILIARIO URBANO Y SEÑALIZAC.",null,"0,00 %","0,00"]
[12537,"ADUCTOR Y ABDUCTOR (Hip Adductor/Hip Abductor) OSHAA - FUERZA","UN","DOTACION GIMNASIOS CEFE","125457845 - FITNESS MARKET","19,00 %","$ 4.936.920,87","2019-10-23"]
[12799,"Aerosoles alta presión (Marca Montana o similar Diferentes colores y Nitro color negro)","UN","PINTURAS","860061089 - IDRD - PROYECCIÓN","19,00 %","$ 18.484,00","2022-01-31"]
[12798,"Aerosoles baja presión (Marca auster o similar Diferentes colores)","UN","PINTURAS","860061089 - IDRD - PROYECCIÓN","19,00 %","$ 14.786,00","2022-01-31"]
[105187,"AGAPANTO - Planta Ornamental","UN","ARBOLES Y PLANTAS","666666666252 - IDRD - MEDIA GEOMETRICA COTIZACIONES","19,00 %","$ 4.309,01","2022-10-03"]
[103785,"AGARRADERA BALANCIN EN TUBO Gal. 3/4 \"T\"","UN","MOBILIARIO URBANO Y SEÑALIZAC.","860061089 - IDRD - PROYECCIÓN","19,00 %","$ 73.565,00","2023-03-24"]
[102637,"Agarradera Rodadero tubo Gal.3/4 (Jug Inf Madera)","UN","PERFILES Y DIVISIONES","860061089 - IDRD - PROYECCIÓN","19,00 %","$ 76.024,99","2023-03-27"]
[636,"AGUA DE CARROTANQUE","LT","IMPERMEABIL.,ADITIVOS,QUIMICOS","8956232 - IDRD - MEDIA ARMONICA COTIZACIONES","0,00 %","$ 21,00","2023-03-17"]
[637,"AIR TOC  D  (AIRE)      20 KILOS","KG","IMPERMEABIL.,ADITIVOS,QUIMICOS",null,"0,00 %","0,00"]
[105661,"AIRE ACONDI. DE 56600 BTU TIPO SPLIT (Pisotecho)","UN","ENCHAPES,PISOS,ALFOMBRAS,PAPEL",null,"0,00 %","0,00"]
[11778,"Aire acondicionado piso techo tipo mini split de 18000 btu/h 220 v.","UN","EQUIPOS DE AIRE","860061089 - IDRD - PROYECCIÓN","19,00 %","$ 1.901.160,01","2022-01-24"]
[10732,"AIREADOR DE 2HP TRIFASICO 220V / 440V, CON HELICE ALTA EFICIENCIA, CANASTA TODO EN POLIMERO","UN","EQUIPOS DE AIRE","8956232 - IDRD - MEDIA ARMONICA COTIZACIONES","19,00 %","$ 3.094.000,00","2022-07-15"]
[102531,"AIREADOR EQUIPO PERF CESPED C/OPERARIO","M2","ACTIVIDADES ESPECIALES","8956232 - IDRD - MEDIA ARMONICA COTIZACIONES","19,00 %","$ 1.146,01","2023-03-31"]
[104913,"AISLADOR  TIPO CARRETE","UN","INST. ELECTRICAS",null,"0,00 %","0,00"]
[105004,"AISLADOR DE PIN - ANSI 55-5","UN","APARATOS ELECTRICOS","860061089 - IDRD - PROYECCIÓN","19,00 %","$ 28.410,00","2023-03-28"]
[625,"AISLADOR DE PIN DE 15KV","UN","INST. ELECTRICAS",null,"0,00 %","0,00"]
[3723,"AISLADOR DE PIN DE ANSI 52-1","UN","INST. ELECTRICAS","860061089 - IDRD - PROYECCIÓN","19,00 %","$ 30.709,00","2022-01-31"]
[3732,"AISLADOR DE PIN DE ANSI 52-4","UN","INST. ELECTRICAS",null,"0,00 %","0,00"]
[104836,"AISLADOR PARA BARRAJE 40X30MM (100AMP) TORN- 1/4","UN","APARATOS ELECTRICOS",null,"0,00 %","0,00"]
[3693,"AISLADOR PIN 34.5KV ANSI 56-3","UN","INST. ELECTRICAS",null,"0,00 %","0,00"]
[101728,"Aislador snap para Alambrón CDRC Cometas","UN","INST. ELECTRICAS","860061089 - IDRD - PROYECCIÓN","19,00 %","$ 4.452,00","2022-01-28"]
[101881,"AISLADOR SUSPENSIÓN SINTÉTICO 15KV CDRC Cometas","UN","INST. ELECTRICAS","860061089 - IDRD - PROYECCIÓN","19,00 %","$ 41.496,00","2022-01-28"]
[107366,"AISLAMIENTO RUBATEX PARA TUBERÍA DE 3/4\" INDEPENDI","ML","SISTEMAS VENTILACION",null,"0,00 %","0,00"]
[107360,"AISLAMIENTO RUBATEX PARA TUBERÍA DE 3/8\"","ML","SISTEMAS VENTILACION","47874222222 - CONTRATO CONSULTORIA CDRC 1","19,00 %","$ 2.850,00","2019-09-27"]
[107361,"AISLAMIENTO RUBATEX PARA TUBERÍA DE 5/8\" INDEPENDI","ML","SISTEMAS VENTILACION",null,"0,00 %","0,00"]
[107369,"AISLAMIENTO RUBATEX PARA TUBERÍA DE 7/8\" INDEPENDI","ML","SISTEMAS VENTILACION",null,"0,00 %","0,00"]
[105588,"AISLAMIENTO TERMICO ACUSTICO+Foil (Fibr. vidrio)","M2","DRYWALL","6555555555 - IDRD - MENOR VALOR   DE COTIZACIONES","19,00 %","$ 17.878,00","2019-03-28"]
[1720,"AISLAPOR FIGURADO .61x1.22   2.5m","UN","CIELO RASOS",null,"0,00 %","0,00"]
[1718,"AISLAPOR LE BARON .61x1.22 25mm","UN","CIELO RASOS",null,"0,00 %","0,00"]
[1721,"AISLAPOR TAYRONA .62x1.22 25mm","UN","CIELO RASOS",null,"0,00 %","0,00"]
[101403,"AJUSTE AL DISEÑO ARQUITECTONICO PARA PARQUE DE BAR","UN","TARIFAS Y SERVICIOS",null,"0,00 %","0,00"]
[2780,"ALACENA P/HORNO.60 x 1.96 FUTURA","UN","Cocinas Integrales",null,"0,00 %","0,00"]
[2779,"ALACENA P/HORNO.76 x 1.96 FUTURA        CHLLG","UN","Cocinas Integrales",null,"0,00 %","0,00"]
[105868,"Alacenador para Carril de 50ml Acero Al Carbono","UN","MOBILIARIO PARQUES",null,"0,00 %","0,00"]
[3784,"ALAMBRE AISLADO #12 THHN-THWN 90  600V","ML","ALAMBRES","860061089 - IDRD - PROYECCIÓN","19,00 %","$ 2.361,00","2023-03-29"]
[721,"ALAMBRE AISLADO #14 THHN-THWN 90  600V","ML","ALAMBRES","860061089 - IDRD - PROYECCIÓN","19,00 %","$ 1.589,00","2023-03-28"]
[718,"ALAMBRE AISLADO #8 THHN-THWN 90 600V","ML","ALAMBRES","8956232 - IDRD - MEDIA ARMONICA COTIZACIONES","19,00 %","$ 2.643,00","2019-03-07"]
[191,"ALAMBRE AISLADO No.14 THHN-THWN 90  600V","ML","ALAMBRES",null,"0,00 %","0,00"]
[7000,"ALAMBRE AWG No.8","ML","CABLES",null,"0,00 %","0,00"]
[101426,"ALAMBRE COBRE # 10","ML","CABLES",null,"0,00 %","0,00"]
[103883,"ALAMBRE COBRE DESNUDO C.14 AWG","ML","INST. ELECTRICAS","860061089 - IDRD - PROYECCIÓN","19,00 %","$ 1.309,00","2022-01-31"]
[103437,"ALAMBRE COBRE DESNUDO N°10","ML","INST. ELECTRICAS",null,"0,00 %","0,00"]
[101534,"Alambre Cu 3N°12  AWG THHN","ML","CABLES","555555555555 - IDRD - MEDIANA DE COTIZACIONES","19,00 %","$ 2.300,00","2022-05-04"]
[101424,"ALAMBRE Cu AWG 10 THHN- 90G","ML","ALAMBRES",null,"0,00 %","0,00"]
[2764,"ALAMBRE CU DESNUDO #10 AWG","ML","ALAMBRES","8956232 - IDRD - MEDIA ARMONICA COTIZACIONES","19,00 %","$ 1.512,00","2019-03-13"]
[101422,"ALAMBRE Cu DESNUDO #12 AWG","ML","CABLES","860061089 - IDRD - PROYECCIÓN","19,00 %","$ 1.990,00","2023-03-29"]
[3602,"ALAMBRE Cu DESNUDO AWG 14","ML","CABLES",null,"0,00 %","0,00"]
[48,"ALAMBRE DE COBRE  DESNUDO No 14","ML","ALAMBRES",null,"0,00 %","0,00"]
[101777,"Alambre de cobre desnudo N°4 AWG","ML","CABLES",null,"0,00 %","0,00"]
[103435,"Alambre de Cobre Desnudo N°6","ML","MISCELANEA",null,"0,00 %","0,00"]
[2766,"ALAMBRE DE CU DESNUDO #8 INTERM DI 3.26","ML","ALAMBRES",null,"0,00 %","0,00"]
[4,"ALAMBRE DE PUA Cal. 12½","ML","ALAMBRES","860061089 - IDRD - PROYECCIÓN","19,00 %","$ 774,00","2023-03-28"]
[101280,"ALAMBRE DE PUA Cal. 12½ (Rollo 330 ML-34 Kg)","KG","ALAMBRES",null,"0,00 %","0,00"]
[36,"ALAMBRE DE PUAS C-12.5X330 MTS","RLL","ALAMBRES",null,"0,00 %","0,00"]
[2763,"ALAMBRE DESN #4 INTER DI 1.35","ML","ALAMBRES",null,"0,00 %","0,00"]
[2765,"ALAMBRE DESNUDO #12 INTER DI 1.62","ML","ALAMBRES",null,"0,00 %","0,00"]
[5,"ALAMBRE GALVANIZADO Cal.  10","KG","ALAMBRES",null,"0,00 %","0,00"]
[247,"ALAMBRE GALVANIZADO Cal. 12","KG","ALAMBRES",null,"0,00 %","0,00"]
[105697,"ALAMBRE GALVANIZADO Cal. 13","KG","ALAMBRES",null,"0,00 %","0,00"]
[7,"ALAMBRE GALVANIZADO Cal. 14","KG","ALAMBRES","860061089 - IDRD - PROYECCIÓN","19,00 %","$ 4.549,00","2019-03-13"]
[6,"ALAMBRE GALVANIZADO Cal. 16","KG","ALAMBRES","860061089 - IDRD - PROYECCIÓN","19,00 %","$ 7.517,00","2022-01-28"]
[9,"ALAMBRE NEGRO   Cal. 18","KG","ALAMBRES","555555555555 - IDRD - MEDIANA DE COTIZACIONES","19,00 %","$ 6.521,00","2023-03-16"]
[2832,"ALAMBRE PARALELO 2x18 DWP - 2PE","ML","ALAMBRES",null,"0,00 %","0,00"]
[2816,"ALAMBRE PARALELO 2x18 DWP - PVC","ML","ALAMBRES",null,"0,00 %","0,00"]
[722,"ALAMBRE TELEFONICO 2 x 22 JWT- PVC","ML","ALAMBRES",null,"0,00 %","0,00"]
[2831,"ALAMBRE TRENZADO 2x18 DWT - PVC","ML","ALAMBRES",null,"0,00 %","0,00"]
[3782,"ALAMBRE-CU AISLADO #10 THHN-THWN 90  600V","ML","ALAMBRES","860061089 - IDRD - PROYECCIÓN","19,00 %","$ 3.192,00","2022-01-28"]
[107469,"ALAMBRON ALUMINIO 8MM","ML","INST. ELECTRICAS","860061089 - IDRD - PROYECCIÓN","19,00 %","$ 3.594,00","2022-01-28"]
[105621,"Alambrón de aluminio calibre #8AWG","ML","ALAMBRES","555555555555 - IDRD - MEDIANA DE COTIZACIONES","19,00 %","$ 4.612,00","2022-06-09"]
[107563,"Alarma de haces opticos - Juego de Postes señal i","UN","APARATOS ELECTRICOS","555555555555 - IDRD - MEDIANA DE COTIZACIONES","19,00 %","$ 9.395.240,00","2020-12-29"]
[12933,"ALARMA PARA INMERSION TIPO L","UN","PISCINAS","860061089 - IDRD - PROYECCIÓN","19,00 %","$ 1.286.111,00","2022-01-31"]
[104343,"ALCOHOL ETÍLICO AL 97%","KG","Pisos",null,"0,00 %","0,00"]
[13043,"ALCORQUE CIRCULAR D. 0,80 M - D.INT. 0,40 M - PLATINA 1\"","UN","MOBILIARIO URBANO Y SEÑALIZAC.","860061089 - IDRD - PROYECCIÓN","19,00 %","$ 426.447,00","2022-01-30"]
[13044,"ALCORQUE CIRCULAR D. 1,20 M - D.INT. 0,40 M - PLATINA 1\"","UN","MOBILIARIO URBANO Y SEÑALIZAC.","860061089 - IDRD - PROYECCIÓN","19,00 %","$ 714.899,00","2022-01-30"]
[12622,"ALCORQUE CIRCULAR D. 1,20 M - D.INT. 0,40 M - PLATINA 3\"","UN","MOBILIARIO URBANO Y SEÑALIZAC.","860061089 - IDRD - PROYECCIÓN","19,00 %","$ 1.568.584,01","2022-01-30"]
[13045,"ALCORQUE CIRCULAR D. 1,20 M - D.INT. 0,80 M - PLATINA 1\"","UN","MOBILIARIO URBANO Y SEÑALIZAC.","860061089 - IDRD - PROYECCIÓN","19,00 %","$ 756.426,00","2022-01-30"]
[13046,"ALCORQUE CUADRADO 0,80 a 1,00 M D.INT. 0,40 M - PLATINA 1\"","UN","MOBILIARIO URBANO Y SEÑALIZAC.","860061089 - IDRD - PROYECCIÓN","19,00 %","$ 575.864,00","2022-01-30"]
[13047,"ALCORQUE CUADRADO 1,20 x 1,20 M D.INT. 0,40 M - PLATINA 1\"","UN","MOBILIARIO URBANO Y SEÑALIZAC.","860061089 - IDRD - PROYECCIÓN","19,00 %","$ 1.016.891,00","2022-01-30"]
[13048,"ALCORQUE CUADRADO 1,20 x 1,20 M D.INT. 0,80 M - PLATINA 1\"","UN","MOBILIARIO URBANO Y SEÑALIZAC.","860061089 - IDRD - PROYECCIÓN","19,00 %","$ 884.429,00","2022-01-30"]
[102729,"ALFACOLOR 1-3 BLANCO (5Kg-1)","KG","ENCHAPES,PISOS,ALFOMBRAS,PAPEL","860061089 - IDRD - PROYECCIÓN","19,00 %","$ 6.153,00","2023-03-27"]
[103692,"ALFACOLOR 1-5 PLUS NEGRO (5Kg)","KG","ENCHAPES,PISOS,ALFOMBRAS,PAPEL",null,"0,00 %","0,00"]
[1881,"ALFAJIA 6 MOORE Nat. Fab.","ML","ALFAJIAS",null,"0,00 %","0,00"]
[103542,"Alfajia en aluminio de 11cms","ML","MISCELANEA",null,"0,00 %","0,00"]
[104403,"Alfajia en aluminio de 11cms (sumnist+inst)","ML","MISCELANEA",null,"0,00 %","0,00"]
[103412,"Alfajia para Aluzinc calibre 26**","ML","MISCELANEA",null,"0,00 %","0,00"]
[100742,"Alfalisto Gris","KG","AGREGADOS CONCRETOS Y MORTEROS","860061089 - IDRD - PROYECCIÓN","19,00 %","$ 842,00","2023-03-29"]
[102728,"ALFALISTO PLUS (25Kg)","KG","ENCHAPES,PISOS,ALFOMBRAS,PAPEL","860061089 - IDRD - PROYECCIÓN","19,00 %","$ 1.587,00","2023-03-27"]
[104901,"Alfarda 9cm x 3ml","ML","MOBILIARIO URBANO Y SEÑALIZAC.",null,"0,00 %","0,00"]
[104185,"ALFARDA L=2.5M   Ø=10CM","UN","MOBILIARIO URBANO Y SEÑALIZAC.","860061089 - IDRD - PROYECCIÓN","19,00 %","$ 47.321,00","2023-03-24"]
[292,"ALFARJIA GRABADA 12x17x7 fab","UN","ENCHAPES,PISOS,ALFOMBRAS,PAPEL",null,"0,00 %","0,00"]
[290,"ALFARJIA GRABADA 12x17x7 obra","UN","ENCHAPES,PISOS,ALFOMBRAS,PAPEL",null,"0,00 %","0,00"]
[108791,"Alfombra alf.nal.inspiracion nube de Alfa en Nylon","M2","Alfombra",null,"0,00 %","0,00"]
[102844,"ALFOMBRA ALFA ALEGRO 800gr POLIPROPILENO","M2","ENCHAPES,PISOS,ALFOMBRAS,PAPEL",null,"0,00 %","0,00"]
[256,"ALFOMBRA ALFA KASHMIR IMPERIAL","M2","Alfombra","860061089 - IDRD - PROYECCIÓN","19,00 %","$ 221.802,01","2022-01-28"]
[263,"ALFOMBRA ALFA PREMIER (NYLON)","M2","Alfombra",null,"0,00 %","0,00"]
[259,"ALFOMBRA ALFA SPLENDOR (NYLON)","M2","Alfombra",null,"0,00 %","0,00"]
[255,"ALFOMBRA ALFA VICTORY","M2","Alfombra",null,"0,00 %","0,00"]
[267,"ALFOMBRA PAVCO ACUARELA  Inst.","M2","ENCHAPES,PISOS,ALFOMBRAS,PAPEL",null,"0,00 %","0,00"]
[273,"ALFOMBRA PAVCO DALTON  Inst.","M2","ENCHAPES,PISOS,ALFOMBRAS,PAPEL",null,"0,00 %","0,00"]
[278,"ALFOMBRA PAVCO FLORESTA II Inst.","M2","ENCHAPES,PISOS,ALFOMBRAS,PAPEL",null,"0,00 %","0,00"]
[2126,"ALFOMBRA PAVCO IGUAZU Inst.","M2","ENCHAPES,PISOS,ALFOMBRAS,PAPEL",null,"0,00 %","0,00"]
[2123,"ALFOMBRA PAVCO IMPERIAL   Inst","M2","ENCHAPES,PISOS,ALFOMBRAS,PAPEL",null,"0,00 %","0,00"]
[272,"ALFOMBRA PAVCO MAGISTRAL Inst.","M2","ENCHAPES,PISOS,ALFOMBRAS,PAPEL",null,"0,00 %","0,00"]
[2122,"ALFOMBRA PAVCO MALAGA sahara Inst.","M2","ENCHAPES,PISOS,ALFOMBRAS,PAPEL",null,"0,00 %","0,00"]
[277,"ALFOMBRA PAVCO MINK Inst.","M2","ENCHAPES,PISOS,ALFOMBRAS,PAPEL",null,"0,00 %","0,00"]
[275,"ALFOMBRA PAVCO MONACO Inst.","M2","ENCHAPES,PISOS,ALFOMBRAS,PAPEL",null,"0,00 %","0,00"]
[276,"ALFOMBRA PAVCO OASIS Inst.","M2","ENCHAPES,PISOS,ALFOMBRAS,PAPEL",null,"0,00 %","0,00"]
[2127,"ALFOMBRA PAVCO SOLAR Inst.","M2","ENCHAPES,PISOS,ALFOMBRAS,PAPEL",null,"0,00 %","0,00"]
[2125,"ALFOMBRA PAVCO TUNEZ II Inst.","M2","ENCHAPES,PISOS,ALFOMBRAS,PAPEL",null,"0,00 %","0,00"]
[107300,"Alfombra tipo kansas de colalfombras o equivalente","M2","Alfombra",null,"0,00 %","0,00"]
[105150,"Alguicida x Galón","GLN","MISCELANEA","860061089 - IDRD - PROYECCIÓN","19,00 %","$ 43.991,00","2022-02-09"]
[102084,"ALICATE 12 PULGADAS PELÍCANO PC980-3","UN","FERRETERIA","860061089 - IDRD - PROYECCIÓN","19,00 %","$ 29.530,00","2022-01-27"]
[486,"Alicate corte diagonal 7\" STANLEY O SIMILAR","UN","HERRAMIENTA",null,"0,00 %","0,00"]
[102993,"ALICATE ELECTRICISTA DE 8\" - LEGITIMO **","UN","FERRETERIA Y HERRAMIENTAS","860061089 - IDRD - PROYECCIÓN","19,00 %","$ 44.534,00","2022-01-27"]
[466,"ALICATE MANGO AISLADO  8\" PUNTA LARGA CORTANTE","UN","HERRAMIENTA","860061089 - IDRD - PROYECCIÓN","19,00 %","$ 46.145,00","2022-01-24"]
[101704,"Alistado en Madera (3x3cm)L=3m**","UN","MADERAS",null,"0,00 %","0,00"]
[103355,"ALLANADORA HELICOPT.MECAN.GASOLINA SIN ASPAS","DD","EQUIPO ALQUILER Y MAQUINARIA","8956232 - IDRD - MEDIA ARMONICA COTIZACIONES","19,00 %","$ 41.166,00","2022-05-02"]
[3766,"ALMACENISTA + PREST  IDRD","MES","SUELDOS Y JORNALES",null,"0,00 %","0,00"]
[1971,"ALMADENA  4 lbs S/cabo HERRAGRO","LB","FERRETERIA",null,"0,00 %","0,00"]
[465,"ALMADENA 10 LIBRAS CON CABO","UN","FERRETERIA","555555555555 - IDRD - MEDIANA DE COTIZACIONES","19,00 %","$ 77.942,00","2023-03-08"]
[101048,"ALQ.BAÑO PORTATIL(TRANSP+8 ASEOS+INSUM)S/DESC-TECN","MES","EQUIPO ALQUILER Y MAQUINARIA","555555555555 - IDRD - MEDIANA DE COTIZACIONES","19,00 %","$ 398.250,01","2022-05-02"]
[104485,"ALQUILER  DESTRONCADORA","DD","Pisos",null,"0,00 %","0,00"]
[100942,"ALQUILER COLOMBINA DE SEÑALIZACION","DD","EQUIPO DE SEGURIDAD INDUSTRIAL","860061089 - IDRD - PROYECCIÓN","19,00 %","$ 180,00","2022-01-24"]
[100941,"ALQUILER CONO SEÑALIZACION  H=0,60M","DD","EQUIPO DE SEGURIDAD INDUSTRIAL","860061089 - IDRD - PROYECCIÓN","19,00 %","$ 205,00","2022-01-24"]
[100918,"ALQUILER DE CAMISA 3\" X 6\"  (UN)","DD","ENSAYOS DE LABORATORIO",null,"0,00 %","0,00"]
[100917,"ALQUILER DE CAMISA 4\" X 8\" (UN)","DD","ENSAYOS DE LABORATORIO",null,"0,00 %","0,00"]
[100916,"ALQUILER DE CAMISAS 6\" X 12\"","DD","ENSAYOS DE LABORATORIO","860061089 - IDRD - PROYECCIÓN","19,00 %","$ 1.338,00","2022-01-24"]
[100965,"ALQUILER DE COMPUTADOR","DD","EQUIPOS ESPECIALES","8956232 - IDRD - MEDIA ARMONICA COTIZACIONES","19,00 %","$ 9.389,00","2022-02-24"]
[100766,"Alquiler de Contenedor para almacende obra(20Pies)","MES","EQUIPO ALQUILER Y MAQUINARIA","8956232 - IDRD - MEDIA ARMONICA COTIZACIONES","19,00 %","$ 400.807,01","2022-06-13"]
[100775,"Alquiler de Contenedor para almacende obra(40Pies)","MES","EQUIPO ALQUILER Y MAQUINARIA","555555555555 - IDRD - MEDIANA DE COTIZACIONES","19,00 %","$ 507.654,00","2019-02-12"]
[101027,"Alquiler de Contenedor para oficina obra (20 Pies)","MES","EQUIPO ALQUILER Y MAQUINARIA","8956232 - IDRD - MEDIA ARMONICA COTIZACIONES","19,00 %","$ 435.438,98","2022-06-13"]
[103979,"ALQUILER DE FINISHER","DD","EQUIPO ALQUILER Y MAQUINARIA","860061089 - IDRD - PROYECCIÓN","19,00 %","$ 159.827,00","2022-02-04"]
[12483,"Alquiler de terraja 1/2 a 2\"","DD","EQUIPO ALQUILER Y MAQUINARIA","6555555555 - IDRD - MENOR VALOR   DE COTIZACIONES","19,00 %","$ 17.850,00","2019-09-30"]
[104282,"ALQUILER DE TRONZADORA PARA METAL","DD","EQUIPO ALQUILER Y MAQUINARIA","860061089 - IDRD - PROYECCIÓN","19,00 %","$ 26.887,00","2020-01-13"]
[102535,"Alquiler de Vactor (Solo Lavado)**","HR","EQUIPO ALQUILER Y MAQUINARIA","555555555555 - IDRD - MEDIANA DE COTIZACIONES","19,00 %","$ 465.611,00","2023-03-15"]
[101221,"ALQUILER EQUIPO CERTIFICADOR PARA CABLE ESTRUCTURADO","UN","CABLEADO ESTRUCTURADO","860061089 - IDRD - PROYECCIÓN","19,00 %","$ 36.046,00","2020-01-13"]
[102541,"Alquiler Manguera  para Motobomba 2-3\" (10m)","DD","GRIFERIA","8956232 - IDRD - MEDIA ARMONICA COTIZACIONES","19,00 %","$ 57.410,00","2023-03-15"]
[12857,"ALQUILER PLANTA ELECTRICA TRIFASICADE 100 KVA (INCLUYE OPERADOR DE EQUIPO, COMBUSTIBLE Y TRANSPORTE)","DD","EQUIPO ALQUILER Y MAQUINARIA","860061089 - IDRD - PROYECCIÓN","19,00 %","$ 1.445.410,00","2022-02-04"]
[4041,"ALQUILER PLUMA GRUA - 500 KG","MES","EQUIPO ALQUILER Y MAQUINARIA","860061089 - IDRD - PROYECCIÓN","19,00 %","$ 1.551.149,99","2020-01-13"]
[101122,"ALQUILER TORRE GRUA (Inc. Operario)","MES","EQUIPO ALQUILER Y MAQUINARIA","860061089 - IDRD - PROYECCIÓN","19,00 %","$ 8.720.093,00","2022-01-24"]
[107981,"Altavoz colgante LS1-UC20E-1-US","UN","APARATOS ELECTRICOS",null,"0,00 %","0,00"]
[107980,"Altavoz de caja, montaje en muro LBC3018/01","UN","APARATOS ELECTRICOS",null,"0,00 %","0,00"]
[108671,"Altavoz Electrovoice EVC 1122 95","UN","MISCELANEA",null,"0,00 %","0,00"]
[108673,"Altavoz Electrovoice EVC 1181S","UN","MISCELANEA",null,"0,00 %","0,00"]
[108681,"Altavoz Electrovoice EVF - 1122D/66","UN","MISCELANEA",null,"0,00 %","0,00"]
[108686,"Altavoz Electrovoice EVF - 1122D/99","UN","MISCELANEA",null,"0,00 %","0,00"]
[108687,"Altavoz Electrovoice EVF - 1181S","UN","MISCELANEA",null,"0,00 %","0,00"]
[107978,"Altavoz para montaje de techo  LBC 3087/41","UN","APARATOS ELECTRICOS",null,"0,00 %","0,00"]
[105130,"ALUMINIO Análisis Aguas Superficiales Piscina","UN","ENSAYOS DE LABORATORIO","860061089 - IDRD - PROYECCIÓN","19,00 %","$ 34.069,00","2022-02-02"]
[1024,"ALUMINIO Liquido Brillante. ECP 100 PINTUCO","GLN","PINTURAS",null,"0,00 %","0,00"]
[657,"ALUMOL 16 Kg","KG","IMPERMEABILIZANTES",null,"0,00 %","0,00"]
[108948,"ALVEODREN","ML","INST. HIDRAUL/SANIT. Y LAMINAS",null,"0,00 %","0,00"]
[12567,"Amarre  Plastico 4.8mm , L=20 cm x 100 Un.","UN","FERRETERIA","860061089 - IDRD - PROYECCIÓN","19,00 %","$ 75,01","2022-01-27"]
[2259,"AMARRE CABALLETE       ETERNIT","UN","ACCESORIOS CUBIERTA",null,"0,00 %","0,00"]
[103272,"AMARRE DEXSON 15CM BLANCO","UN","MISCELANEA",null,"0,00 %","0,00"]
[102116,"AMARRE NEGRO 3,6 X 200 MM 100 UNIDADES","PAQUE","MISCELANEA","860061089 - IDRD - PROYECCIÓN","19,00 %","$ 6.303,00","2022-02-09"]
[103116,"AMARRE PARA TUBERIA PVC","UN","LAMPARAS","860061089 - IDRD - PROYECCIÓN","19,00 %","$ 583,00","2022-06-06"]
[103230,"Amarre Plástico de 15 cm","UN","INST. ELECTRICAS","8956232 - IDRD - MEDIA ARMONICA COTIZACIONES","19,00 %","$ 48,00","2022-05-04"]
[103546,"AMARRE TEJA","UN","MISCELANEA",null,"0,00 %","0,00"]
[108990,"Amarres pasticos 20 cm x 1","UN","APARATOS ELECTRICOS",null,"0,00 %","0,00"]
[107460,"AMORTIGUADOR CORCHERA piscina","UN","PISCINAS","562221312 - IDRD - VALOR CIO AJUSTADO","19,00 %","$ 561.034,00","2020-12-29"]
[106064,"Amortiguador de Ariete (1/2\")","UN","ACCESORIOS HIDROSANITARIOS","860061089 - IDRD - PROYECCIÓN","19,00 %","$ 93.316,00","2020-01-09"]
[3453,"AMP ACCESS FLOOR WORKSTATION","UN","CABLEADO ESTRUCTURADO",null,"0,00 %","0,00"]
[9811,"AMP FO CABLE 04 H 62.5/125 ULSZH","ML","CABLEADO ESTRUCTURADO",null,"0,00 %","0,00"]
[9810,"AMP FO CABLE 06 H GIGAGRADE 50/125 ULSZH","ML","CABLEADO ESTRUCTURADO",null,"0,00 %","0,00"]
[9809,"AMP FO CABLE 08 H GIGAGRADE 50/125 ULSZH","ML","CABLEADO ESTRUCTURADO",null,"0,00 %","0,00"]
[9791,"AMP FO CABLE 12 H EXT. ARMADO 62,5/125 HDPE","ML","CABLEADO ESTRUCTURADO",null,"0,00 %","0,00"]
[9808,"AMP FO CABLE 12 H XG 50/125 ULSZH","ML","CABLEADO ESTRUCTURADO",null,"0,00 %","0,00"]
[9804,"AMP FO CABLE 24 H 50/125 ULSZH","ML","CABLEADO ESTRUCTURADO",null,"0,00 %","0,00"]
[9807,"AMP FO CABLE 24 H EXT. ARMADO 50/125 HDPE","ML","CABLEADO ESTRUCTURADO",null,"0,00 %","0,00"]
[9797,"AMP FO CABLE 4 H EXT. ARMADO 62,5/125 HDPE","ML","CABLEADO ESTRUCTURADO",null,"0,00 %","0,00"]
[101579,"Amperímetro análogo 0-200/5 A.","UN","CAJAS, ARMARIOS, TABLEROS",null,"0,00 %","0,00"]
[105269,"Amplificador de cuatro canales 4x100w","UN","EQUIPOS ESPECIALES",null,"0,00 %","0,00"]
[108676,"Amplificador Electrovoice CPS 2.12","UN","MISCELANEA",null,"0,00 %","0,00"]
[108690,"Amplificador Electrovoice CPS 2.4","UN","MISCELANEA",null,"0,00 %","0,00"]
[108675,"Amplificador Electrovoice CPS 2.9","UN","MISCELANEA",null,"0,00 %","0,00"]
[108665,"Amplificador Electrovoice PA2250-T","UN","MISCELANEA",null,"0,00 %","0,00"]
[108667,"Amplificador Electrovoice PA2400-T","UN","MISCELANEA",null,"0,00 %","0,00"]
[107976,"Amplificador PVA-2P500","UN","APARATOS ELECTRICOS","66665555555 - IDRD - MEDIA ARITMETICA DE COTIZACIONES","19,00 %","$ 10.077.678,01","2020-12-25"]
[105469,"ANALISIS A-CIANURO TOTAL","UN","ENSAYOS DE LABORATORIO","860061089 - IDRD - PROYECCIÓN","19,00 %","$ 49.065,00","2022-02-02"]
[105472,"ANALISIS ALCALINIDAD TOTAL (Mant. piscinas)","UN","ENSAYOS DE LABORATORIO","860061089 - IDRD - PROYECCIÓN","19,00 %","$ 25.136,00","2022-02-02"]
[105474,"ANALISIS CLORO RESIDUAL LIBRE","UN","ENSAYOS DE LABORATORIO","860061089 - IDRD - PROYECCIÓN","19,00 %","$ 26.468,00","2022-02-02"]
[105475,"ANALISIS CLORO RESIDUAL TOTAL (Mant. piscinas)","UN","ENSAYOS DE LABORATORIO","860061089 - IDRD - PROYECCIÓN","19,00 %","$ 24.701,00","2022-02-02"]
[104317,"ANÁLISIS DE PERMEABILIDAD CABEZA VARIABLE","UN","ENSAYOS DE LABORATORIO","860061089 - IDRD - PROYECCIÓN","19,00 %","$ 360.927,00","2023-03-17"]
[104315,"ANÁLISIS DE SUELO AGRONOMICO COMPLETO","UN","ENSAYOS DE LABORATORIO","860061089 - IDRD - PROYECCIÓN","0,00 %","$ 167.271,00","2023-03-17"]
[105473,"ANALISIS DUREZA TOTAL (Mant. piscinas)","UN","ENSAYOS DE LABORATORIO","860061089 - IDRD - PROYECCIÓN","19,00 %","$ 26.111,00","2022-02-02"]
[104316,"ANÁLISIS FITOSANITARIO (microbiologico)","UN","ENSAYOS DE LABORATORIO","860061089 - IDRD - PROYECCIÓN","19,00 %","$ 262.713,00","2023-03-17"]
[105476,"ANALISIS HONGO LEVADURAS Y DERMATOFITOS","UN","ENSAYOS DE LABORATORIO","860061089 - IDRD - PROYECCIÓN","19,00 %","$ 42.183,00","2022-02-02"]
[105470,"ANALISIS PH (mant. piscinas)","UN","ENSAYOS DE LABORATORIO","860061089 - IDRD - PROYECCIÓN","19,00 %","$ 15.530,00","2022-02-02"]
[12878,"ANALISIS RBCA (TIER 1 Y TIER 2) ","UN","ENSAYOS DE LABORATORIO","860061089 - IDRD - PROYECCIÓN","19,00 %","$ 9.371.962,00","2022-02-02"]
[105471,"ANALISIS TURBIDEZ (mante. piscinas)","UN","ENSAYOS DE LABORATORIO","860061089 - IDRD - PROYECCIÓN","19,00 %","$ 16.067,00","2022-02-02"]
[107430,"ANALIZADOR DE RED","UN","INST. ELECTRICAS",null,"0,00 %","0,00"]
[107505,"ANCLA METALICA MULTIUSO","UN","INST. ELECTRICAS",null,"0,00 %","0,00"]
[103324,"ANCLAJE  (3/8\"X2\")\"","UN","CABLEADO ESTRUCTURADO",null,"0,00 %","0,00"]
[101816,"ANCLAJE  (3/8\"X4\") TIPO CUÑA","UN","CABLEADO ESTRUCTURADO",null,"0,00 %","0,00"]
[3517,"ANCLAJE CHAZO METALICO EXP. 1/2 x 2 3/4\"","UN","FERRETERIA Y HERRAMIENTAS","8956232 - IDRD - MEDIA ARMONICA COTIZACIONES","19,00 %","$ 1.480,00","2023-03-22"]
[103976,"ANCLAJE COLAPSIBLE 3/8X3\" concreto expansivo","UN","FERRETERIA","860061089 - IDRD - PROYECCIÓN","19,00 %","$ 1.238,00","2022-01-27"]
[104959,"ANCLAJE COLAPSIBLE 3/8X3\" concreto expansivo","UN","FERRETERIA","860061089 - IDRD - PROYECCIÓN","19,00 %","$ 1.237,01","2022-01-27"]
[107454,"Anclaje cordel tipo finlandes polo tierra+soporA I","UN","PISCINAS","562221312 - IDRD - VALOR CIO AJUSTADO","19,00 %","$ 700.780,00","2020-12-29"]
[2802,"ANCLAJE DE CUÑA. ½ x 2. 3/4\"","UN","CABLEADO ESTRUCTURADO","860061089 - IDRD - PROYECCIÓN","19,00 %","$ 1.477,98","2020-01-14"]
[104413,"Anclaje Epóxico Resina Red Head G-5 (1/4 Gln)","UN","CABLEADO ESTRUCTURADO",null,"0,00 %","0,00"]
[101080,"ANCLAJE HILTI HKBIII (1\"X6\")\"","UN","CABLEADO ESTRUCTURADO",null,"0,00 %","0,00"]
[108456,"ANCLAJE INCLINADO (2)","UN","PISCINAS",null,"0,00 %","0,00"]
[104533,"ANCLAJE METALICO DE ROSCA INTERNA (1/4\")","UN","ACCESORIOS",null,"0,00 %","0,00"]
[103741,"ANCLAJE PARA BANCA X 2 DADOS","UN","MOBILIARIO URBANO Y SEÑALIZAC.","860061089 - IDRD - PROYECCIÓN","19,00 %","$ 47.303,00","2023-03-30"]
[107646,"ANCLAJE PARA ESCALERA","UN","CARPINTERIA METALICA",null,"0,00 %","0,00"]
[107467,"ANCLAJE PARA ESCALERA Piscina","UN","PISCINAS",null,"0,00 %","0,00"]
[107486,"ANCLAJE PLANO Panel Viraje Piscina","UN","PISCINAS",null,"0,00 %","0,00"]
[107481,"ANCLAJE PODIUM CHAPA Piscina","UN","PISCINAS",null,"0,00 %","0,00"]
[103529,"ANCLAJE QUIMICO Nº5 L=20CM+EPOXICO HY-150(SUM+INST","UN","MISCELANEA",null,"0,00 %","0,00"]
[103530,"ANCLAJE QUIMICO Nº6 L=20CM+EPOXICO HY-150(SUM+INST","UN","MISCELANEA",null,"0,00 %","0,00"]
[103531,"ANCLAJE QUIMICO Nº7 L=20CM+EPOXICO HY-150(SUM+INST","UN","MISCELANEA",null,"0,00 %","0,00"]
[103532,"ANCLAJE QUIMICO Nº8 L=25CM+EPOXICO HY-150(SUM+INST","UN","MISCELANEA",null,"0,00 %","0,00"]
[105066,"ANCLAJE/CHAZO NYLON IMPACT 5/16 X 4\"","UN","FERRETERIA","8956232 - IDRD - MEDIA ARMONICA COTIZACIONES","19,00 %","$ 1.224,00","2023-03-22"]
[3789,"ANCLAJES (GRAPA + CHAZOS + CLAVOS)","UN","INST. DE GAS",null,"0,00 %","0,00"]
[107471,"ANCLAJES INCLINADOS (4) Piscina","UN","PISCINAS",null,"0,00 %","0,00"]
[101413,"Anclajes o Cuñas para tensionamiento CEFE COMETAS","UN","ACEROS Y HIERROS","77777777777 - CONTRATO CONSULTORIA CEFE COMETAS","19,00 %","$ 10.904,01","2019-04-03"]
[103360,"Anclajes para Duro Panel","UN","MISCELANEA",null,"0,00 %","0,00"]
[103593,"ANCLAJES PARA ENTREPAÑO EN TABLEX","UN","MISCELANEA",null,"0,00 %","0,00"]
[103408,"ANDAMIO CERTIFICADO 7 SECCIONES","DD","EQUIPO ALQUILER Y MAQUINARIA","860061089 - IDRD - PROYECCIÓN","19,00 %","$ 146.679,00","2023-03-28"]
[105166,"ANDAMIO CERTIFICADO H=9Mts + PLATAFORMA","DD","EQUIPO ALQUILER Y MAQUINARIA","555555555555 - IDRD - MEDIANA DE COTIZACIONES","19,00 %","$ 52.102,00","2019-05-27"]
[13028,"Andamio Certificado Multidireccional (Módulo de 6 secciones de 1,20 mts de largo x 0.60 mts de anch)","SET","ELEMENTOS DE SEGURIDAD","860061089 - IDRD - PROYECCIÓN","19,00 %","$ 25.968.708,00","2022-01-24"]
[367,"ANDAMIO COLGANTE 40mt.","DD","EQUIPO ALQUILER Y MAQUINARIA",null,"0,00 %","0,00"]
[12794,"Andamio colgante eléctrico 4 A 6 Ml","MES","EQUIPO DE SEGURIDAD INDUSTRIAL","860061089 - IDRD - PROYECCIÓN","19,00 %","$ 4.949.405,01","2022-01-24"]
[12481,"ANDAMIO ESTRUCTURAL DE CARGA","M2/MES","EQUIPO ALQUILER Y MAQUINARIA","77777777777 - CONTRATO CONSULTORIA CEFE COMETAS","19,00 %","$ 690.262,00","2019-10-02"]
[102515,"ANDAMIO METALICO 1 SECCION","HR","EQUIPO ALQUILER Y MAQUINARIA","860061089 - IDRD - PROYECCIÓN","19,00 %","$ 138,00","2023-03-29"]
[1638,"ANDAMIO TUBULAR (SECC/MES)","MES","EQUIPO ALQUILER Y MAQUINARIA","860061089 - IDRD - PROYECCIÓN","19,00 %","$ 27.346,00","2023-03-24"]
[368,"ANDAMIO TUBULAR (SECC:1.5X1.5M.)","DD","EQUIPO ALQUILER Y MAQUINARIA","860.001.498-9 - CONSTRUDATA","19,00 %","$ 1.566,00","2023-03-22"]
[1695,"ANDAMIOS GANCHO COLGANTE","DD","EQUIPO ALQUILER Y MAQUINARIA",null,"0,00 %","0,00"]
[105928,"Anemometro electr. wind Speed","UN","MISCELANEA",null,"0,00 %","0,00"]
[12466,"Anemómetro Termómetro Digital  CEFE COMETAS","UN","EQUIPOS DE AIRE","77777777777 - CONTRATO CONSULTORIA CEFE COMETAS","19,00 %","$ 292.900,00","2019-09-25"]
[103220,"ANGULO        2x2 2.44","UN","MISCELANEA",null,"0,00 %","0,00"]
[100952,"ANGULO        3/16\"  x 1 1/2\"","ML","CERCHAS,VIGAS, ANG, PERFILES","555555555555 - IDRD - MEDIANA DE COTIZACIONES","19,00 %","$ 14.381,00","2023-03-31"]
[102968,"ANGULO        3/16\"  x 1 1/4\"","ML","CERCHAS,VIGAS, ANG, PERFILES",null,"0,00 %","0,00"]
[2535,"ANGULO      ¼\"x2½\"","ML","CERCHAS,VIGAS, ANG, PERFILES","860061089 - IDRD - PROYECCIÓN","19,00 %","$ 16.305,00","2020-01-09"]
[2539,"ANGULO      ½\"  x  3\"","ML","CERCHAS,VIGAS, ANG, PERFILES",null,"0,00 %","0,00"]
[2533,"ANGULO      3/16\"  x   2\"","ML","CERCHAS,VIGAS, ANG, PERFILES","8956232 - IDRD - MEDIA ARMONICA COTIZACIONES","19,00 %","$ 21.522,01","2023-03-31"]
[2538,"ANGULO      5/16\"  x  3\"","ML","CERCHAS,VIGAS, ANG, PERFILES",null,"0,00 %","0,00"]
[2534,"ANGULO    ¼\"  x  1 ½\"","ML","CERCHAS,VIGAS, ANG, PERFILES",null,"0,00 %","0,00"]
[101056,"ANGULO    1 ¼\" x 1/8\"","ML","CERCHAS,VIGAS, ANG, PERFILES","8956232 - IDRD - MEDIA ARMONICA COTIZACIONES","19,00 %","$ 9.059,01","2023-03-31"]
[100980,"ANGULO    1\"  x   1/8\"","ML","CERCHAS,VIGAS, ANG, PERFILES","8956232 - IDRD - MEDIA ARMONICA COTIZACIONES","19,00 %","$ 7.208,00","2023-03-31"]
[100981,"ANGULO    2\"  x   1/8\"","ML","CERCHAS,VIGAS, ANG, PERFILES","8956232 - IDRD - MEDIA ARMONICA COTIZACIONES","19,00 %","$ 14.677,20","2023-03-31"]
[2529,"ANGULO    3/16\"  x  2 ½\"","ML","CERCHAS,VIGAS, ANG, PERFILES","860061089 - IDRD - PROYECCIÓN","19,00 %","$ 35.427,00","2023-03-31"]
[10,"ANGULO   ¼\"   x   2\"","ML","CERCHAS,VIGAS, ANG, PERFILES","555555555555 - IDRD - MEDIANA DE COTIZACIONES","19,00 %","$ 28.516,01","2023-03-31"]
[11,"ANGULO   1/8\"   x   3/4\"","ML","CERCHAS,VIGAS, ANG, PERFILES","555555555555 - IDRD - MEDIANA DE COTIZACIONES","19,00 %","$ 10.210,00","2023-03-31"]
[2543,"ANGULO   1/8\"  x  1 ½\"   x 1 ½\"","ML","CERCHAS,VIGAS, ANG, PERFILES","8956232 - IDRD - MEDIA ARMONICA COTIZACIONES","19,00 %","$ 10.648,00","2023-03-31"]
[2536,"ANGULO  ¼\"   x    3\"","ML","CERCHAS,VIGAS, ANG, PERFILES","555555555555 - IDRD - MEDIANA DE COTIZACIONES","19,00 %","$ 50.575,00","2023-03-31"]
[105222,"ANGULO  CHAMPAÑA (0.66X0.39CM) L=3M","ML","DRYWALL",null,"0,00 %","0,00"]
[10763,"ANGULO 1 1/2\"x 1/8\"x 6m","UN","LAMINAS PLATINAS","8956232 - IDRD - MEDIA ARMONICA COTIZACIONES","19,00 %","$ 70.764,00","2022-09-13"]
[1083,"ANGULO 1x1x1/16 ANOLOK","ML","PERFILES",null,"0,00 %","0,00"]
[1086,"ANGULO 1x1x1/8","ML","PERFILES","860061089 - IDRD - PROYECCIÓN","19,00 %","$ 7.707,00","2023-03-28"]
[3334,"ANGULO 2.5X2.5 CAL26  (L=2.44M)","UN","DRYWALL","860061089 - IDRD - PROYECCIÓN","19,00 %","$ 2.951,00","2023-03-29"]
[104151,"Angulo 29mmX2.44m","UN","MISCELANEA",null,"0,00 %","0,00"]
[2532,"ANGULO 3/16\"x1\"X6MT (4.5mm x 25mm)","UN","CERCHAS,VIGAS, ANG, PERFILES",null,"0,00 %","0,00"]
[103271,"ANGULO 30X20 CAL.26 L=2.44M","UN","CIELO RASOS","860061089 - IDRD - PROYECCIÓN","19,00 %","$ 3.872,00","2023-03-28"]
[106585,"ANGULO EXTERNO 20X12 BL","UN","CABLES",null,"0,00 %","0,00"]
[106534,"ANGULO EXTERNO 20X20 BL","UN","TUBERIA",null,"0,00 %","0,00"]
[106535,"ANGULO EXTERNO 25X25 BL","UN","TUBERIA",null,"0,00 %","0,00"]
[106537,"ANGULO PLANO 20X12 BL","UN","TUBERIA",null,"0,00 %","0,00"]
[106536,"ANGULO PLANO 20X20 BL","UN","TUBERIA",null,"0,00 %","0,00"]
[106538,"ANGULO PLANO 25X25 BL","UN","TUBERIA",null,"0,00 %","0,00"]
[1093,"ANGULO1X1X 1/16\" BLANCO","ML","PERFILES",null,"0,00 %","0,00"]
[108421,"Anillas de 5000 lb con fijacion a concreto","UN","ELEMENTOS DE SEGURIDAD",null,"0,00 %","0,00"]
[12715,"ANILLO ROSETON PLASTICO ESTANDAR PARA TANQUE ANAERÓBICO","UN","INST. HIDRAUL/SANIT. Y LAMINAS","860061089 - IDRD - PROYECCIÓN","19,00 %","$ 1.227,00","2022-01-31"]
[3489,"ANTENA COMUNAL AMPLIFICADOR","UN","T.V.",null,"0,00 %","0,00"]
[403,"ANTENA COMUNAL TV   10 SALIDAS","UN","T.V.",null,"0,00 %","0,00"]
[108208,"ANTENA DE CONTROL NLTAIR G2","UN","VARIOS",null,"0,00 %","0,00"]
[107937,"ANTENA DE CONTROL PARA COMUNICACIÓN CON EQUIPOS","UN","T.V.",null,"0,00 %","0,00"]
[107930,"ANTENA PARA CONTROL DE PROCESAMIENTO","UN","T.V.",null,"0,00 %","0,00"]
[2120,"ANTEOJO DE Seg. COPA    ARSEG","UN","EQUIPO DE SEGURIDAD INDUSTRIAL",null,"0,00 %","0,00"]
[2121,"ANTEOJO TIPO COPA   ARSEG","UN","EQUIPO DE SEGURIDAD INDUSTRIAL",null,"0,00 %","0,00"]
[105043,"ANTICORROSIVO CROMATO DE ZINC VERDE","GLN","Esmaltes","555555555555 - IDRD - MEDIANA DE COTIZACIONES","19,00 %","$ 62.000,00","2022-04-08"]
[103557,"ANTICORROSIVO GRIS A BASE DE CROMATO DE ZINC","GLN","PINTURAS","860061089 - IDRD - PROYECCIÓN","19,00 %","$ 86.849,00","2023-03-28"]
[1834,"ANTICORROSIVO GRIS PROTECCIÓN.","GLN","PINTURAS","860061089 - IDRD - PROYECCIÓN","19,00 %","$ 52.303,00","2023-03-24"]
[1025,"ANTICORROSIVO OXIDO DE HIERRO ROJO","GLN","PINTURAS","860.001.498-9 - CONSTRUDATA","19,00 %","$ 45.849,00","2023-03-22"]
[1026,"ANTICORROSIVO ROJO","GLN","Vinilos","860061089 - IDRD - PROYECCIÓN","19,00 %","$ 48.462,00","2023-03-24"]
[101014,"ANTICORROSIVO ROJO PINTUCO","GLN","PINTURAS",null,"0,00 %","0,00"]
[1835,"ANTICORROSIVO ROJO PROTECCION","GLN","PINTURAS","860061089 - IDRD - PROYECCIÓN","19,00 %","$ 53.764,00","2023-03-28"]
[12984,"Anticorrosivo Spray","UN","FERRETERIA Y HERRAMIENTAS","860061089 - IDRD - PROYECCIÓN","19,00 %","$ 14.760,00","2022-01-27"]
[104910,"ANTICORROSIVO VERDE OLIVA(CROM. DE ZINC)","GLN","Bases","860061089 - IDRD - PROYECCIÓN","19,00 %","$ 133.943,00","2023-03-28"]
[103481,"ANTICORROSIVO VERDE/GRIS  BASE DE CROMATO DE  ZINC","GLN","Bases","860061089 - IDRD - PROYECCIÓN","19,00 %","$ 48.462,00","2023-03-24"]
[677,"Anticorrosivo(Imprimane-Epoxic)Rojo-1galón+Cataliz","GLN","MORTEROS LISTOS",null,"0,00 %","0,00"]
[638,"ANTISOL BLANCO (CURA) 20 KILOS","KG","IMPERMEABILIZANTES","860.001.498-9 - CONSTRUDATA","19,00 %","$ 10.391,00","2023-03-22"]
[105662,"ANTISOL ROJO (CURA) 20 KILOS Base Agua","KG","ADITIVOS. MORTEROS",null,"0,00 %","0,00"]
[108863,"Antivibratorio de neopreno diametro 2\" x 2 (AA)","UN","SISTEMAS VENTILACION",null,"0,00 %","0,00"]
[107951,"Anunciador remoto LCD, UL, ULC RLCD-C-SP","UN","APARATOS ELECTRICOS",null,"0,00 %","0,00"]
[100859,"APIQUES HASTA 50CM MATERIAL COHESIVO","UN","ENSAYOS DE LABORATORIO","860061089 - IDRD - PROYECCIÓN","19,00 %","$ 111.723,00","2022-02-01"]
[100860,"APIQUES HASTA 50CM MATERIAL GRANULAR","UN","ENSAYOS DE LABORATORIO","860061089 - IDRD - PROYECCIÓN","19,00 %","$ 172.161,00","2023-03-29"]
[101240,"APISONADOR CANGURO GASOLINA (DIA)","DD","EQUIPO ALQUILER Y MAQUINARIA","860061089 - IDRD - PROYECCIÓN","19,00 %","$ 72.622,00","2023-03-29"]
[2720,"APISONADOR CANGURO GASOLINA (MES)","MES","EQUIPO ALQUILER Y MAQUINARIA","8956232 - IDRD - MEDIA ARMONICA COTIZACIONES","19,00 %","$ 1.214.141,01","2022-04-04"]
[101812,"APISONADOR MANUAL METALICO (TUBO+PLATINA DE 20X20)","DD","EQUIPO ALQUILER Y MAQUINARIA",null,"0,00 %","0,00"]
[12631,"Aplicacion de capas de latex para impermeabilizar la superficie de un tanque ","ML","IMPERMEABIL.,ADITIVOS,QUIMICOS","860061089 - IDRD - PROYECCIÓN","19,00 %","$ 28.596,00","2022-06-03"]
[102142,"APLIQ PARED LED18x18x6cm10W1420lm3000K CEFE COMETAS","UN","LAMPARAS","77777777777 - CONTRATO CONSULTORIA CEFE COMETAS","19,00 %","$ 1.064.200,34","2019-10-07"]
[104987,"APLIQUE DE SOBREPONER(2X27W)LUZ BLANCA","UN","LAMPARAS",null,"0,00 %","0,00"]
[724,"APLIQUE MURO 2x14 CM","UN","APARATOS ELECTRICOS",null,"0,00 %","0,00"]
[723,"APLIQUE MURO B.REC P-8 OPAL","UN","APARATOS ELECTRICOS",null,"0,00 %","0,00"]
[12753,"Apuntamiento de proyectores según diseño de iluminación - Estadio El Campin","UN","LAMPARAS","9011109788 - C&G CARANDINI - SPECTRUM Ingeniería e Iluminación","0,00 %","$ 34.666,00","2021-02-06"]
[13049,"APUNTAMIENTO REFLECTORES DE 1500 VATIOS EN EL ESTADIO EL CAMPIN, INCLUYE HERRAMIENTAS Y PROFESIONAL ","UN","INST. ELECTRICAS","860061089 - IDRD - PROYECCIÓN","0,00 %","$ 80.159,00","2022-01-29"]
[102283,"AQUASTATO PARA CONTROL TEMPERATURA DE COLUMNA DE RECIRCULACIÓN - CEFE COMETAS","UN","EQUIPOS PRESION Y BOMBAS","77777777777 - CONTRATO CONSULTORIA CEFE COMETAS","19,00 %","$ 387.931,03","2019-07-15"]
[102325,"AQUASTATO PARA CONTROL TEMPERATURA DEL TANQUE - CEFE COMETAS","UN","EQUIPOS PRESION Y BOMBAS","77777777777 - CONTRATO CONSULTORIA CEFE COMETAS","19,00 %","$ 387.931,00","2019-07-15"]
[101879,"ARANDELA CURVA CUAD 2-1/4X2-1/4X3/16 CDRC Cometas","UN","FERRETERIA Y HERRAMIENTAS","77777777777 - CONTRATO CONSULTORIA CEFE COMETAS","19,00 %","$ 1.375,00","2019-04-22"]
[103397,"Arandela fijacion membranas impermeabiliz **","UN","IMPERMEABILIZANTES","860061089 - IDRD - PROYECCIÓN","19,00 %","$ 1.359,00","2020-01-09"]
[108866,"Arandela Galv + Tuerca 3/8\"","UN","FERRETERIA Y HERRAMIENTAS",null,"0,00 %","0,00"]
[108695,"Arandela galvanixada + tuerca 3/8\"","UN","SISTEMAS VENTILACION","860061089 - IDRD - PROYECCIÓN","19,00 %","$ 729,01","2022-03-02"]
[104312,"Arandela Plana Ø3/8\"","UN","FERRETERIA Y HERRAMIENTAS",null,"0,00 %","0,00"]
[101880,"ARANDELA PLANA REDONDA DE 5/8\" CDRC Cometas","UN","FERRETERIA Y HERRAMIENTAS","860061089 - IDRD - PROYECCIÓN","19,00 %","$ 478,00","2022-01-27"]
[103702,"ARANDELA PRESIÓN ZINCADA 1/2\"","UN","MISCELANEA","860061089 - IDRD - PROYECCIÓN","19,00 %","$ 85,00","2022-06-10"]
[108132,"ARANDELAS PARA EQUIPO DE VENTILACIÓN","UN","SISTEMAS VENTILACION",null,"0,00 %","0,00"]
[105535,"ARAÑAS METALICAS","UN","ORNAMENTACION FORJADO",null,"0,00 %","0,00"]
[105164,"ARBOL - CAUCHO TEQUENDAMA (H=1-1.50M)","UN","JARDINERIA Y GRAMAS","860061089 - IDRD - PROYECCIÓN","0,00 %","$ 48.412,00","2022-01-31"]
[100692,"ARBOL - CEDRO NOGAL(1.5-2.0m)**","UN","ARBOLES Y PLANTAS","860061089 - IDRD - PROYECCIÓN","0,00 %","$ 44.349,00","2022-01-28"]
[100682,"ARBOL - EUCALIPTO POMARROSO**","UN","ARBOLES Y PLANTAS","860061089 - IDRD - PROYECCIÓN","0,00 %","$ 52.333,00","2022-01-28"]
[100782,"ARBOL - FALSO PIMIENTO**","UN","ARBOLES Y PLANTAS","860061089 - IDRD - PROYECCIÓN","0,00 %","$ 36.967,00","2022-01-24"]
[100693,"ARBOL - SANGREGADO**","UN","ARBOLES Y PLANTAS","860061089 - IDRD - PROYECCIÓN","0,00 %","$ 33.071,00","2022-01-28"]
[100686,"ARBOL - SIETECUEROS**","UN","ARBOLES Y PLANTAS","860061089 - IDRD - PROYECCIÓN","0,00 %","$ 32.627,00","2022-01-28"]
[109142,"ARBOL AMARRABOLLOS","UN","ARBOLES Y PLANTAS","860061089 - IDRD - PROYECCIÓN","0,00 %","$ 33.756,00","2022-01-28"]
[101113,"ARBOL BORRACHERO ROJO","UN","ARBOLES Y PLANTAS","860061089 - IDRD - PROYECCIÓN","0,00 %","$ 41.993,00","2022-01-28"]
[109140,"ARBOL CARISECO","UN","ARBOLES Y PLANTAS","860061089 - IDRD - PROYECCIÓN","0,00 %","$ 42.037,00","2022-01-28"]
[105070,"ARBOL CAYENO (H=1-1.50M)","UN","ARBOLES Y PLANTAS","860061089 - IDRD - PROYECCIÓN","0,00 %","$ 15.753,00","2022-01-28"]
[105068,"ARBOL CEDRILLO (H=1-1.50M)","UN","ARBOLES Y PLANTAS","860061089 - IDRD - PROYECCIÓN","0,00 %","$ 45.437,00","2022-01-28"]
[104898,"ARBOL CHICALA ROSADO ( 1-1,50)","UN","ARBOLES Y PLANTAS","860061089 - IDRD - PROYECCIÓN","19,00 %","$ 44.888,00","2022-01-28"]
[105069,"ARBOL CHIRIPIQUE (H=1-1.50M)","UN","ARBOLES Y PLANTAS","860061089 - IDRD - PROYECCIÓN","0,00 %","$ 41.993,00","2022-01-28"]
[102851,"ARBOL CORONO","UN","ARBOLES Y PLANTAS","860061089 - IDRD - PROYECCIÓN","0,00 %","$ 28.861,00","2022-01-28"]
[109113,"ARBOL CUCHARO","UN","ARBOLES Y PLANTAS","860061089 - IDRD - PROYECCIÓN","0,00 %","$ 44.579,00","2022-01-28"]
[103076,"ARBOL de CHILCO(1,5M)","UN","ARBOLES Y PLANTAS","860061089 - IDRD - PROYECCIÓN","0,00 %","$ 24.317,00","2022-01-28"]
[103077,"ARBOL de LAUREL HOJA PEQUEÑA(1,5M)","UN","ARBOLES Y PLANTAS","860061089 - IDRD - PROYECCIÓN","0,00 %","$ 34.650,00","2022-01-28"]
[109120,"ARBOL DURAZNILLO","UN","ARBOLES Y PLANTAS","860061089 - IDRD - PROYECCIÓN","0,00 %","$ 33.848,00","2022-01-28"]
[109121,"ARBOL GAQUE","UN","ARBOLES Y PLANTAS","860061089 - IDRD - PROYECCIÓN","0,00 %","$ 100.035,00","2022-02-28"]
[109118,"ARBOL GARBANCILLO","UN","ARBOLES Y PLANTAS","860061089 - IDRD - PROYECCIÓN","0,00 %","$ 63.969,00","2022-01-28"]
[108445,"ARBOL GARROCHO","UN","ARBOLES Y PLANTAS","860061089 - IDRD - PROYECCIÓN","0,00 %","$ 41.117,00","2022-01-28"]
[104215,"ARBOL GUAYACAN DE MANIZALEZ (1.5-2.0M)","UN","ARBOLES Y PLANTAS","860061089 - IDRD - PROYECCIÓN","0,00 %","$ 23.639,00","2022-01-28"]
[104214,"ARBOL GUAYACAN DE MANIZALEZ (1-1.5M)","UN","ARBOLES Y PLANTAS","860061089 - IDRD - PROYECCIÓN","0,00 %","$ 23.639,00","2022-01-28"]
[109141,"ARBOL GUAYAVILLO","UN","ARBOLES Y PLANTAS",null,"0,00 %","0,00"]
[104339,"Arbol Higuerilla roja o amarilla H=1-1.50m","UN","ARBOLES Y PLANTAS","860061089 - IDRD - PROYECCIÓN","0,00 %","$ 59.831,00","2022-01-28"]
[104334,"ARBOL Jazmin Chino (1-1,5M)","UN","ARBOLES Y PLANTAS","860061089 - IDRD - PROYECCIÓN","0,00 %","$ 24.569,00","2022-01-28"]
[105874,"ARBOL LAVANDA (0.50-1.0M)","UN","ARBOLES Y PLANTAS","860061089 - IDRD - PROYECCIÓN","0,00 %","$ 29.032,00","2022-01-28"]
[105084,"ARBOL MANGLE (1-1.50M)","UN","ARBOLES Y PLANTAS","860061089 - IDRD - PROYECCIÓN","0,00 %","$ 28.861,00","2022-01-28"]
[109124,"ARBOL MANZANO COLORADO","UN","ARBOLES Y PLANTAS",null,"0,00 %","0,00"]
[140333,"ARBOL Metrosidero ROJO (1-1,5M)","UN","ARBOLES Y PLANTAS",null,"0,00 %","0,00"]
[101549,"ARBOL NAZARENO","UN","ARBOLES Y PLANTAS","860061089 - IDRD - PROYECCIÓN","0,00 %","$ 39.992,00","2022-01-28"]
[105552,"ARBOL PINO ROMERON (H=1-1.50M)","UN","JARDINERIA Y GRAMAS","860061089 - IDRD - PROYECCIÓN","0,00 %","$ 36.703,00","2022-01-31"]
[109123,"ARBOL RAQUE","UN","ARBOLES Y PLANTAS","860061089 - IDRD - PROYECCIÓN","0,00 %","$ 56.995,00","2022-01-28"]
[100854,"ARBOL SALVIO","UN","ARBOLES Y PLANTAS","860061089 - IDRD - PROYECCIÓN","0,00 %","$ 34.855,00","2022-01-28"]
[104899,"ARBOL TIBAR ( 1,2 - 1,50M)","UN","ARBOLES Y PLANTAS","860061089 - IDRD - PROYECCIÓN","0,00 %","$ 30.546,00","2022-01-28"]
[101547,"ARBOL TROMPETO","UN","ARBOLES Y PLANTAS",null,"0,00 %","0,00"]
[109126,"ARBOL UVA CAMARONA","UN","ARBOLES Y PLANTAS","860061089 - IDRD - PROYECCIÓN","0,00 %","$ 53.975,00","2022-01-28"]
[108916,"Arbol Yarumo/Cecropia Telenitida(H=1.0-1.5m)","UN","ARBOLES Y PLANTAS","860061089 - IDRD - PROYECCIÓN","0,00 %","$ 91.253,00","2022-01-28"]
[100972,"ARBOL-ABUTILON (1,5M)","UN","ARBOLES Y PLANTAS","860061089 - IDRD - PROYECCIÓN","0,00 %","$ 12.289,00","2022-01-28"]
[102472,"ARBOL-ACACIA NEGRA (1-1,5M)","UN","ARBOLES Y PLANTAS","860061089 - IDRD - PROYECCIÓN","0,00 %","$ 15.949,00","2022-01-28"]
[102317,"ARBOL-ALCAPARRO (1-1,5M)","UN","ARBOLES Y PLANTAS","860061089 - IDRD - PROYECCIÓN","0,00 %","$ 39.502,00","2022-01-28"]
[100791,"ARBOL-ALISO (1-1,5M)","UN","ARBOLES Y PLANTAS","860061089 - IDRD - PROYECCIÓN","19,00 %","$ 42.247,00","2022-01-28"]
[100795,"ARBOL-ARRAYAN (1-1,5M)","UN","ARBOLES Y PLANTAS","860061089 - IDRD - PROYECCIÓN","0,00 %","$ 34.221,00","2022-01-28"]
[100796,"ARBOL-ARRAYAN (1-1,5M)","UN","ARBOLES Y PLANTAS","860061089 - IDRD - PROYECCIÓN","0,00 %","$ 34.221,00","2022-01-28"]
[102098,"ARBOL-ARRAYAN (1-1,5M)","UN","ARBOLES Y PLANTAS","860061089 - IDRD - PROYECCIÓN","0,00 %","$ 34.221,00","2022-01-28"]
[100799,"ARBOL-CAJETO (1-1,5M)","UN","ARBOLES Y PLANTAS","860061089 - IDRD - PROYECCIÓN","0,00 %","$ 32.788,00","2022-01-28"]
[100789,"ARBOL-CALISTEMO (1-1,5M)","UN","ARBOLES Y PLANTAS","860061089 - IDRD - PROYECCIÓN","0,00 %","$ 30.552,00","2022-01-28"]
[100801,"ARBOL-CARBONERO ROJO (1-1,5M)","UN","ARBOLES Y PLANTAS","860061089 - IDRD - PROYECCIÓN","0,00 %","$ 47.103,00","2022-01-28"]
[100785,"ARBOL-CAUCHO SABANERO (1-1,5M)","UN","ARBOLES Y PLANTAS","860061089 - IDRD - PROYECCIÓN","0,00 %","$ 44.089,00","2022-01-28"]
[100803,"ARBOL-CAYENO (0,5-1,0M)","UN","ARBOLES Y PLANTAS","860061089 - IDRD - PROYECCIÓN","0,00 %","$ 31.065,00","2022-01-28"]
[100784,"ARBOL-CEDRO (1-1,5M)","UN","ARBOLES Y PLANTAS","860061089 - IDRD - PROYECCIÓN","19,00 %","$ 44.888,00","2022-01-28"]
[100786,"ARBOL-CEREZO (1-1,5M)","UN","ARBOLES Y PLANTAS","860061089 - IDRD - PROYECCIÓN","0,00 %","$ 30.960,00","2022-01-28"]
[100808,"ARBOL-CHICALA (1,5M)","UN","ARBOLES Y PLANTAS","860061089 - IDRD - PROYECCIÓN","0,00 %","$ 21.777,00","2022-01-28"]
[100810,"ARBOL-CIRUS (0,60M)","UN","ARBOLES Y PLANTAS","860061089 - IDRD - PROYECCIÓN","0,00 %","$ 82.384,00","2022-01-28"]
[101389,"ARBOL-DURAZNO COMÚN (1,5M)","UN","ARBOLES Y PLANTAS","860061089 - IDRD - PROYECCIÓN","0,00 %","$ 46.209,00","2022-01-28"]
[100797,"ARBOL-EUGENIA (1-1,5M)","UN","ARBOLES Y PLANTAS","860061089 - IDRD - PROYECCIÓN","0,00 %","$ 12.550,00","2022-01-28"]
[100783,"ARBOL-FALSO PIMIENTO  (1-1,5M)","UN","ARBOLES Y PLANTAS","860061089 - IDRD - PROYECCIÓN","0,00 %","$ 36.967,00","2022-01-24"]
[100793,"ARBOL-GUAYACAN (1-1,5M)","UN","ARBOLES Y PLANTAS","860061089 - IDRD - PROYECCIÓN","0,00 %","$ 26.972,00","2022-01-28"]
[100792,"ARBOL-HAYUELO (1-1,5M)","UN","ARBOLES Y PLANTAS","860061089 - IDRD - PROYECCIÓN","0,00 %","$ 40.214,00","2022-01-28"]
[100798,"ARBOL-HOLLY LISO (1-1,5M)","UN","ARBOLES Y PLANTAS","860061089 - IDRD - PROYECCIÓN","0,00 %","$ 28.486,00","2022-01-28"]
[101388,"ARBOL-LAUREL DE CERA (1,5M)","UN","ARBOLES Y PLANTAS","860061089 - IDRD - PROYECCIÓN","0,00 %","$ 26.807,00","2022-01-28"]
[100957,"ARBOL-LIQUIDAMBAR (1-1,5M)","UN","ARBOLES Y PLANTAS","860061089 - IDRD - PROYECCIÓN","0,00 %","$ 37.653,00","2022-01-28"]
[90037,"ARBOL-MAGNOLIO (1-1,5M)","UN","ARBOLES Y PLANTAS","860061089 - IDRD - PROYECCIÓN","0,00 %","$ 269.116,00","2022-01-28"]
[101766,"ARBOL-MAGNOLIO (1-1,5M)","UN","ARBOLES Y PLANTAS","860061089 - IDRD - PROYECCIÓN","0,00 %","$ 269.116,00","2022-01-28"]
[100802,"ARBOL-MANO DE OSO (1-1,5M)","UN","ARBOLES Y PLANTAS","860061089 - IDRD - PROYECCIÓN","0,00 %","$ 34.667,00","2022-01-28"]
[100800,"ARBOL-MERMELADA (0,5-1,0M)","UN","ARBOLES Y PLANTAS","860061089 - IDRD - PROYECCIÓN","0,00 %","$ 8.162,00","2022-01-28"]
[101770,"ARBOL-PALMA ALEJANDRA (1-1,5M)","UN","ARBOLES Y PLANTAS","860061089 - IDRD - PROYECCIÓN","0,00 %","$ 111.787,00","2022-01-28"]
[101767,"ARBOL-PALMA DE CERA (1-1,5M)","UN","ARBOLES Y PLANTAS","860061089 - IDRD - PROYECCIÓN","0,00 %","$ 144.000,00","2022-01-28"]
[101765,"ARBOL-PALMA PHOENIX O FENIX (1-1,5M)","UN","ARBOLES Y PLANTAS","860061089 - IDRD - PROYECCIÓN","0,00 %","$ 154.334,00","2022-01-28"]
[100809,"ARBOL-ROBLE (1,5M)","UN","ARBOLES Y PLANTAS","860061089 - IDRD - PROYECCIÓN","0,00 %","$ 18.549,00","2022-01-28"]
[100787,"ARBOL-SANGREGADO (1-1,5M)","UN","ARBOLES Y PLANTAS","860061089 - IDRD - PROYECCIÓN","0,00 %","$ 16.296,00","2022-01-28"]
[100788,"ARBOL-SAUCE (1-1,5M)","UN","ARBOLES Y PLANTAS","860061089 - IDRD - PROYECCIÓN","19,00 %","$ 46.818,00","2022-01-28"]
[100794,"ARBOL-SIETE CUEROS NATIVO (1-1,5M)","UN","ARBOLES Y PLANTAS","860061089 - IDRD - PROYECCIÓN","0,00 %","$ 38.632,00","2022-01-28"]
[100811,"ARBUSTO- ABEDUL (0,30M)","UN","ARBOLES Y PLANTAS","860061089 - IDRD - PROYECCIÓN","0,00 %","$ 6.722,00","2022-01-28"]
[101227,"ARCHIVADOR METÁLICO DE 2.5X1X2.1","UN","MUEBLES Y CLOSETS",null,"0,00 %","0,00"]
[101228,"ARCHIVADOR METÁLICO DE 2.6X1X2.1","UN","MUEBLES Y CLOSETS",null,"0,00 %","0,00"]
[101229,"ARCHIVADOR METÁLICO DE 3.6X1X2.1","UN","MUEBLES Y CLOSETS",null,"0,00 %","0,00"]
[102285,"ARCHIVADOR METÁLICO2X1 A=0.38m(Sum+Inst.)**","UN","MUEBLES Y CLOSETS",null,"0,00 %","0,00"]
[102667,"ArchivadorMinitorre2X1 A=0.38mNivelad.Cal.22(S+I)","UN","MUEBLES Y CLOSETS",null,"0,00 %","0,00"]
[4032,"ARCHIVO 2 CAJONES UNA GAVETA 6.4300.52.01 ACABADO","UN","MUEBLES Y CLOSETS",null,"0,00 %","0,00"]
[4033,"ARCHIVO 4  GAVETAS REF. 6.3400.52.01","UN","MUEBLES Y CLOSETS",null,"0,00 %","0,00"]
[102274,"ARCHIVO METALICO PARA PUESTO DE TRABAJO","UN","MUEBLES Y CLOSETS",null,"0,00 %","0,00"]
[102676,"ARCHIVO RODANTE EXISTENTE 5.49x2.2m(Desm+Inst)) *","UN","MISCELANEA",null,"0,00 %","0,00"]
[102675,"ARCHIVO RODANTE EXISTENTE 6.9x2.2m(Desm+Inst)) *","UN","MISCELANEA",null,"0,00 %","0,00"]
[102674,"ARCHIVO RODANTE EXISTENTE 8.5x2.2m(Desm+Inst)) *","UN","MISCELANEA",null,"0,00 %","0,00"]
[100944,"Arcilla **","M3","ENCHAPES,PISOS,ALFOMBRAS,PAPEL",null,"0,00 %","0,00"]
[12748,"ARCO FIJO FUTBOL 8 (5 X 2,3 M) TUBO ESTRUCTURAL GALVANIZADO","JGO","MOBILIARIO PARQUES","555555555555 - IDRD - MEDIANA DE COTIZACIONES","19,00 %","$ 2.499.000,00","2020-11-27"]
[104047,"Arco pony futbol movil H=1m x A=1.2m x Prof 0.50m","UN","MOBILIARIO PARQUES",null,"0,00 %","0,00"]
[105799,"ArcoMovilFutbol-8(5x2)Tub.Est.Galv+Malla.ImpN°4","JGO","MOBILIARIO PARQUES","860061089 - IDRD - PROYECCIÓN","19,00 %","$ 5.472.355,00","2023-03-30"]
[105798,"ArcoMovilMicrofutbol(3x2)Tub.Est.Galv+Malla.ImpN°4","JGO","MOBILIARIO PARQUES","860061089 - IDRD - PROYECCIÓN","19,00 %","$ 2.976.772,01","2023-03-30"]
[101035,"Arcos para Hockey(S/Especificac.)+Mallas(Sum+trans","JGO","MOBILIARIO PARQUES","860061089 - IDRD - PROYECCIÓN","19,00 %","$ 2.543.368,00","2022-01-30"]
[105263,"ARCOS TUNEL  PARA GIMNASIO CANINO (SUM+TRANSPO","UN","MOBILIARIO PARQUES","860061089 - IDRD - PROYECCIÓN","19,00 %","$ 1.462.113,00","2022-12-28"]
[101252,"ARENA  LAVADA DE PEÑA Pozo + transp.","M3","AGREGADOS","860061089 - IDRD - PROYECCIÓN","19,00 %","$ 107.228,00","2023-03-29"]
[105446,"ARENA  PARA FILTRO (Piscinas 45 Kg)","BTO","PISCINAS",null,"0,00 %","0,00"]
[102628,"Arena de cuarzo **","KG","IMPERMEABILIZANTES","66665555555 - IDRD - MEDIA ARITMETICA DE COTIZACIONES","19,00 %","$ 377,00","2019-04-29"]
[100347,"Arena del Guamo **","M3","AGREGADOS",null,"0,00 %","0,00"]
[102527,"Arena Fina Roja  + transp.","M3","AGREGADOS",null,"0,00 %","0,00"]
[100989,"ARENA LAVADA DE PEÑA  + transp.","M3","AGREGADOS","860061089 - IDRD - PROYECCIÓN","19,00 %","$ 156.180,00","2023-03-24"]
[62,"ARENA LAVADA DE PEÑA (Sin Transporte)","M3","AGREGADOS","860061089 - IDRD - PROYECCIÓN","19,00 %","$ 105.092,01","2022-12-12"]
[101805,"ARENA LAVADA DE RIO  + transporte","M3","AGREGADOS","860061089 - IDRD - PROYECCIÓN","19,00 %","$ 155.182,00","2023-03-17"]
[64,"ARENA LAVADA DE RIO (Sin Transporte)","M3","AGREGADOS","860061089 - IDRD - PROYECCIÓN","19,00 %","$ 66.292,00","2023-03-17"]
[105096,"ARENA PELDAR TIPO BUNKER+Cargue+Transp-zipa","M3","AGREGADOS","860061089 - IDRD - PROYECCIÓN","19,00 %","$ 123.888,00","2023-03-24"]
[10730,"ARENA PELDAR TIPO FLINT - CANCHA VOLEYPLAYA PLAZA DE TOROS","M3","AGREGADOS","8956232 - IDRD - MEDIA ARMONICA COTIZACIONES","19,00 %","$ 230.158,00","2022-06-29"]
[100609,"ARENA PELDAR TIPO FLINT+Cargue+Transp.Zipaq**","M3","AGREGADOS","860061089 - IDRD - PROYECCIÓN","19,00 %","$ 218.549,00","2023-03-17"]
[101409,"ARENA S/LAVADA CERNIDA DE PEÑA  + transp.","M3","AGREGADOS","860061089 - IDRD - PROYECCIÓN","19,00 %","$ 102.498,00","2023-03-17"]
[1995,"ARENA SEMILAVADA DE PEÑA Sin transp.","M3","AGREGADOS","860061089 - IDRD - PROYECCIÓN","19,00 %","$ 91.637,00","2023-03-24"]
[104647,"ARENA SILICE","KG","AGREGADOS CONCRETOS Y MORTEROS","860061089 - IDRD - PROYECCIÓN","19,00 %","$ 569,00","2022-01-28"]
[2131,"ARMADURA DE TAPA Y PLACA PARA POZO DE INSPECCION","UN","ACEROS,HIERROS/MALLAS,CERCHAS",null,"0,00 %","0,00"]
[105124,"ArmarioEquip.Medida+Transf.(TCS)Corri.BT(N-AE-319)","UN","CAJAS, ARMARIOS, TABLEROS","860061089 - IDRD - PROYECCIÓN","19,00 %","$ 5.154.504,00","2022-01-31"]
[103538,"ARNES 4 ARGOLLAS (ARSEG)","UN","MISCELANEA",null,"0,00 %","0,00"]
[104086,"ARNES CUERPO ENTERO 1 ARGOLLA","UN","ELEMENTOS DE SEGURIDAD",null,"0,00 %","0,00"]
[103448,"ARNES MULTIPROPOSITO EN X","UN","FERRETERIA Y HERRAMIENTAS","860061089 - IDRD - PROYECCIÓN","19,00 %","$ 176.591,00","2022-01-27"]
[104089,"ARNES+LINEA+ESLINGA","DD","EQUIPO DE SEGURIDAD INDUSTRIAL","860061089 - IDRD - PROYECCIÓN","19,00 %","$ 10.719,00","2023-03-31"]
[102433,"Aro Base  Cámara ETB T-13 **","UN","TUBERIA SUBT,REJILLAS,SUMIDER.",null,"0,00 %","0,00"]
[100643,"Aro de ajuste pozo prefab para cono h=0.1 **","UN","TUBERIA SUBT,REJILLAS,SUMIDER.",null,"0,00 %","0,00"]
[101364,"Aro Separador de Cicloruta SC-01(Sum)**","UN","TUBERIA SUBT,REJILLAS,SUMIDER.","860061089 - IDRD - PROYECCIÓN","19,00 %","$ 133.046,00","2023-03-24"]
[102434,"Aro Tapa  Cámara ETB T-13 **","UN","TUBERIA SUBT,REJILLAS,SUMIDER.",null,"0,00 %","0,00"]
[100413,"Aro tapa d=1.7 pozo de inspeccion acuec **","UN","TUBERIA SUBT,REJILLAS,SUMIDER.","860061089 - IDRD - PROYECCIÓN","19,00 %","$ 1.002.171,00","2023-03-29"]
[105682,"ARO TAPA PP CAJA (315) LIVIANA","UN","INST. HIDRAUL/SANIT. Y LAMINAS",null,"0,00 %","0,00"]
[105684,"ARO TAPA PP CAJA (400) LIVIANA","UN","INST. HIDRAUL/SANIT. Y LAMINAS",null,"0,00 %","0,00"]
[105688,"ARO TAPA PP CAMARA DE INSPECCION REDONDA","UN","INST. HIDRAUL/SANIT. Y LAMINAS",null,"0,00 %","0,00"]
[1125,"ARO/CARGUE + TAPA POZO INSPECCION D=1 MT","UN","TUBERIA SUBT,REJILLAS,SUMIDER.","860061089 - IDRD - PROYECCIÓN","19,00 %","$ 343.292,00","2022-02-04"]
[108570,"Aroma/Pelagornium Sp Taludes Exteriores","UN","ARBOLES Y PLANTAS",null,"0,00 %","0,00"]
[100443,"Aros baloncesto **","JGO","OTROS PREFABRICADOS",null,"0,00 %","0,00"]
[105264,"AROS DE SALTO PARA GIMNASIO CANINO (SUM+TRANSPO","UN","MOBILIARIO PARQUES","860061089 - IDRD - PROYECCIÓN","19,00 %","$ 727.178,00","2022-12-28"]
[108656,"ARP ARP INTENC16 NLT 12SPR MVOLT SC SM","UN","MISCELANEA",null,"0,00 %","0,00"]
[107731,"ARRANCADOR DIRECTO SIEMENS 22-32","UN","CAJAS, ARMARIOS, TABLEROS",null,"0,00 %","0,00"]
[104250,"Arrancador Motobomba direct.trifasico 10 a16A 220V","UN","MISCELANEA","6555555555 - IDRD - MENOR VALOR   DE COTIZACIONES","19,00 %","$ 278.380,00","2019-07-04"]
[103307,"Arrancador para Motobomba 2 A 4A A 110/220V.","UN","MISCELANEA",null,"0,00 %","0,00"]
[107542,"Arrancador suave bomba 50 Hp - 63A / 440V Piscina","UN","PISCINAS",null,"0,00 %","0,00"]
[105021,"ARRANCADOR SUAVE CORRIENTE NOMINAL 106AMP","UN","APARATOS ELECTRICOS",null,"0,00 %","0,00"]
[108894,"Arrancador suave para 1 HP","UN","MISCELANEA","47874222222 - CONTRATO CONSULTORIA CDRC 1","19,00 %","$ 669.508,01","2019-12-10"]
[108893,"Arrancador suave para 2 HP","UN","MISCELANEA",null,"0,00 %","0,00"]
[108891,"Arrancador suave para 7,5 HP","UN","MISCELANEA",null,"0,00 %","0,00"]
[107721,"ARRANCADOR SUAVE SIEMENS 45A","UN","APARATOS ELECTRICOS",null,"0,00 %","0,00"]
[105938,"ARRANCADOR TERMOMAGNETICO directo","UN","EQUIPOS ESPECIALES",null,"0,00 %","0,00"]
[103788,"ASADOR(Varilla 5/8\")DosDandejas+Recolec(1.90x2.50m","UN","MOBILIARIO URBANO Y SEÑALIZAC.","860061089 - IDRD - PROYECCIÓN","19,00 %","$ 517.393,00","2023-03-30"]
[2401,"ASCENSOR 5 PARADAS/6 PERSONAS","UN","ASCENSORES Y ESCALADORES",null,"0,00 %","0,00"]
[2835,"ASCENSOR 6 PARADAS/8 PERSONAS","UN","ASCENSORES Y ESCALADORES",null,"0,00 %","0,00"]
[101369,"Ascensor 6 paradas/8 personas sin sala de máquinas CEFE COMETAS","UN","ASCENSORES Y ESCALADORES","77777777777 - CONTRATO CONSULTORIA CEFE COMETAS","19,00 %","$ 144.906.300,00","2019-04-02"]
[2348,"ASCENSOR 7 PARADAS/6 PERSONAS","UN","ASCENSORES Y ESCALADORES",null,"0,00 %","0,00"]
[406,"ASCENSOR 7 PARADAS/8 PERSONAS","UN","ASCENSORES Y ESCALADORES",null,"0,00 %","0,00"]
[101526,"Ascensor EdifiDeportivo 1970 x1788 mm POZO 20,6 6P","UN","ASCENSORES Y ESCALADORES","77777777777 - CONTRATO CONSULTORIA CEFE COMETAS","19,00 %","$ 129.186.400,00","2019-09-24"]
[107391,"ASCENSOR GIMNASIO-535Kg -2PARADAS-7 PASAJEROS","UN","ASCENSORES Y ESCALADORES",null,"0,00 %","0,00"]
[108420,"ascensor pasaje-675 k -2 paradas -9-PasajerosCRDC","UN","ASCENSORES Y ESCALADORES",null,"0,00 %","0,00"]
[107401,"Ascensor restaurante-825 kg-2 paradas 11-Pasajeros","UN","ASCENSORES Y ESCALADORES",null,"0,00 %","0,00"]
[107410,"Ascensor Z-Cultural-675 kg-3 paradas 9-Pasajeros","UN","ASCENSORES Y ESCALADORES",null,"0,00 %","0,00"]
[102915,"ASESORIA TÉCNICA PARA PISTA DE BICICROSS","M3","SUELDOS Y JORNALES","860.061.099.1 - IDRD","0,00 %","$ 21.509,00","2022-05-03"]
[639,"ASFALTO 190 CANECA DE   200 Kg","KG","ASFALTO","860061089 - IDRD - PROYECCIÓN","19,00 %","$ 4.093,01","2022-06-07"]
[101125,"ASFALTO DE LIGA","KG","ASFALTO",null,"0,00 %","0,00"]
[101004,"Asiento abierto para Taza Sanitario A.P.","UN","APARATOS","8956232 - IDRD - MEDIA ARMONICA COTIZACIONES","19,00 %","$ 106.359,00","2023-03-21"]
[104331,"ASIENTO EN  LONA  PARA  COLUMPIO","UN","MOBILIARIO URBANO Y SEÑALIZAC.","860061089 - IDRD - PROYECCIÓN","19,00 %","$ 85.561,00","2023-03-24"]
[102959,"Asiento en Fibra de Vidrio **","UN","MOBILIARIO URBANO Y SEÑALIZAC.","860061089 - IDRD - PROYECCIÓN","19,00 %","$ 78.760,99","2023-03-24"]
[102955,"Asiento en Fibra de Vidrio con soporte **","UN","MOBILIARIO URBANO Y SEÑALIZAC.","860061089 - IDRD - PROYECCIÓN","19,00 %","$ 107.673,00","2023-03-24"]
[100430,"Asiento fibralona columpio Modulo 5 (Sumin e Ins**","UN","OTROS PREFABRICADOS",null,"0,00 %","0,00"]
[101797,"ASIENTO INST. ABIERTO GRIVAL CORONA **","UN","APARATOS","860061089 - IDRD - PROYECCIÓN","19,00 %","$ 42.142,01","2022-01-28"]
[103565,"ASIENTO SANITARIO  BLANCO COMODOR","UN","INST. HIDRAUL/SANIT. Y LAMINAS","555555555555 - IDRD - MEDIANA DE COTIZACIONES","19,00 %","$ 63.699,00","2023-03-21"]
[105183,"ASIENTO SANITARIO INSTITUC. ANTIBACT.BLANCO ANTIB","UN","ACCESORIOS HIDROSANITARIOS","860061089 - IDRD - PROYECCIÓN","19,00 %","$ 38.313,00","2020-01-13"]
[103747,"ASOLEADORA PLÁSTICA","UN","MISCELANEA",null,"0,00 %","0,00"]
[102567,"Aspersor de Rotor","UN","MISCELANEA",null,"0,00 %","0,00"]
[102566,"Aspersor de Rotor(Turbina-2001/TR-70)r=21mEmergent","UN","ACCESORIOS HIDROSANITARIOS","8956232 - IDRD - MEDIA ARMONICA COTIZACIONES","19,00 %","$ 407.878,00","2023-03-31"]
[102559,"Aspersor Impacto en Bronce (1\") **","UN","ACCESORIOS HIDROSANITARIOS","860061089 - IDRD - PROYECCIÓN","19,00 %","$ 267.767,01","2023-03-17"]
[102561,"Aspersor Impacto en Bronce (1/2\") **","UN","ACCESORIOS HIDROSANITARIOS","8956232 - IDRD - MEDIA ARMONICA COTIZACIONES","19,00 %","$ 37.594,00","2023-03-17"]
[102560,"Aspersor Impacto en Bronce (3/4\") **","UN","ACCESORIOS HIDROSANITARIOS","8956232 - IDRD - MEDIA ARMONICA COTIZACIONES","19,00 %","$ 109.103,00","2023-03-31"]
[106476,"ASPERSOR PARA MANGUERA DE 1/2”—PLÁSTICO DE ESTACA","UN","ARBOLES Y PLANTAS","860061089 - IDRD - PROYECCIÓN","19,00 %","$ 14.680,01","2022-01-28"]
[105948,"ASPERSOR ROTOR","UN","EQUIPOS ESPECIALES",null,"0,00 %","0,00"]
[105125,"Aspiradora cabezote en bronce cromado mang.2\"x15m","UN","MISCELANEA",null,"0,00 %","0,00"]
[1967,"ASPIRADORA INDUSTRIAL  15 GALONES","UN","VARIOS",null,"0,00 %","0,00"]
[105129,"Aspiradora plastica de 8 ruedas  Cabezote plastico","UN","PISCINAS","860061089 - IDRD - PROYECCIÓN","19,00 %","$ 74.241,01","2022-01-31"]
[102085,"ATORNILLADOR IMPACTO 1/4 6.35MM V.V.R. ATORNILLAR","UN","FERRETERIA","860061089 - IDRD - PROYECCIÓN","19,00 %","$ 401.250,00","2022-01-27"]
[106415,"AUTO NIVELANTE SUECO SCHONOX FA (4000 PSI)","M2","Pisos",null,"0,00 %","0,00"]
[104307,"AUTOADHESIVO PARA AMARRE PLÁSTICO","UN","INST. ELECTRICAS",null,"0,00 %","0,00"]
[369,"AUTOBOMBA PARA CONCRETO","M3","EQUIPO ALQUILER Y MAQUINARIA","555555555555 - IDRD - MEDIANA DE COTIZACIONES","19,00 %","$ 51.178,00","2022-04-04"]
[108778,"AutoservicioCaliente a Gas M-758 (180x95x120cm)","UN","CARPINTERIA METALICA",null,"0,00 %","0,00"]
[1647,"AVISO 4 M. x 3 M. LAMINA GALVANIZADA SIN INST.","UN","VARIOS",null,"0,00 %","0,00"]
[102295,"Aviso de señalización con LED 2 caras Iluram o sup","UN","LAMPARAS",null,"0,00 %","0,00"]
[12586,"Aviso evacuación, en acrílico, impresión digital tamaño 200 x 100 cm,","UN","AVISOS Y VALLAS","8956232 - IDRD - MEDIA ARMONICA COTIZACIONES","19,00 %","$ 1.002.257,00","2020-04-17"]
[12595,"Aviso informativo, en acrílico,  impresión  digital, tamaño  180  x  90","UN","AVISOS Y VALLAS","8956232 - IDRD - MEDIA ARMONICA COTIZACIONES","19,00 %","$ 840.761,00","2020-04-17"]
[12589,"Aviso informativo, en acrílico, impresión digital  tamaño 130 X 66,20cm","UN","AVISOS Y VALLAS","8956232 - IDRD - MEDIA ARMONICA COTIZACIONES","19,00 %","$ 450.355,00","2020-04-17"]
[12587,"Aviso informativo, en acrílico, impresión digital tamaño 18 x28 cm,","UN","AVISOS Y VALLAS","8956232 - IDRD - MEDIA ARMONICA COTIZACIONES","19,00 %","$ 29.578,00","2020-04-17"]
[12588,"Aviso informativo, en acrílico, impresión digital tamaño 41 X 15 cm","UN","AVISOS Y VALLAS","8956232 - IDRD - MEDIA ARMONICA COTIZACIONES","19,00 %","$ 36.134,00","2020-04-17"]
[12591,"Aviso informativo, en acrílico, impresión digital, tamaño 11O x 50 cm.","UN","AVISOS Y VALLAS","8956232 - IDRD - MEDIA ARMONICA COTIZACIONES","19,00 %","$ 294.012,00","2020-04-17"]
[12590,"Aviso informativo, en acrílico, impresión digital, tamaño 130 x 50 cm. ","UN","AVISOS Y VALLAS","8956232 - IDRD - MEDIA ARMONICA COTIZACIONES","19,00 %","$ 347.465,99","2020-04-17"]
[12593,"Aviso informativo, en acrílico, impresión digital, tamaño 63 x  90 cm. ","UN","AVISOS Y VALLAS","8956232 - IDRD - MEDIA ARMONICA COTIZACIONES","19,00 %","$ 303.119,00","2020-04-17"]
[12594,"Aviso informativo, en acrílico, impresión digital,tamaño 130 x 90 cm.","UN","AVISOS Y VALLAS","8956232 - IDRD - MEDIA ARMONICA COTIZACIONES","19,00 %","$ 607.212,01","2020-04-17"]
[107182,"Aviso salida emergencia NEW LIGHTING","UN","LAMPARAS",null,"0,00 %","0,00"]
[109040,"Aviso simbolo de riesgo electrico","UN","INST. ELECTRICAS","860061089 - IDRD - PROYECCIÓN","19,00 %","$ 10.382,00","2022-01-28"]
[106027,"Aviso(50x100cm)marco Tubo Cuadrado h=1.80M+Banner","UN","MISCELANEA",null,"0,00 %","0,00"]
[105898,"AvisoLam2mm,acabOxidoCalado(9*0.45M)marcotub4x4cm","UN","CARPINTERIA METALICA",null,"0,00 %","0,00"]
[102503,"AYUDANT. ELECTRIC.ESPECIALIZ. + PREST.","JRN","SUELDOS Y JORNALES","860.061.099.1 - IDRD","0,00 %","$ 71.870,00","2022-12-23"]
[3767,"AYUDANTE ADMON.+ PREST(IDRD)","MES","SUELDOS Y JORNALES","860.061.099.1 - IDRD","0,00 %","$ 1.753.200,00","2022-05-03"]
[3772,"AYUDANTE ALB. GENERAL+PREST(IDRD)  HORA","HR","SUELDOS Y JORNALES","860.061.099.1 - IDRD","0,00 %","$ 7.305,00","2022-03-03"]
[69,"AYUDANTE ALBAÑIL GENERAL SIN PRESTAC.    HORA","HR","SUELDOS Y JORNALES","860.061.099.1 - IDRD","0,00 %","$ 5.075,00","2022-12-22"]
[100754,"AYUDANTE ALBAÑILERIA DE ACABADOS + PREST(IDRD)","JRN","SUELDOS Y JORNALES","860.061.099.1 - IDRD","0,00 %","$ 71.222,00","2022-12-22"]
[102456,"AYUDANTE ALBAÑILERIA DE ACABADOS + PREST(IDRD) HR","HR","SUELDOS Y JORNALES","860.061.099.1 - IDRD","0,00 %","$ 7.653,00","2022-03-03"]
[2914,"AYUDANTE ALBAÑILERIA DE ACABADOS SIN/PREST.","JRN","SUELDOS Y JORNALES","860.061.099.1 - IDRD","0,00 %","$ 42.533,00","2022-12-22"]
[3472,"AYUDANTE ALBAÑILERIA DE ACABADOS SIN/PREST. HORA","HR","SUELDOS Y JORNALES","860.061.099.1 - IDRD","0,00 %","$ 5.317,00","2022-12-22"]
[101748,"AYUDANTE ALBAÑILERIA GENERAL + PREST.(IDRD)","JRN","SUELDOS Y JORNALES","860.061.099.1 - IDRD","0,00 %","$ 67.985,00","2022-12-22"]
[3642,"AYUDANTE ALBAÑILERIA GENERAL + PREST.**","HR","SUELDOS Y JORNALES","860.061.099.1 - IDRD","0,00 %","$ 7.305,00","2022-03-03"]
[1225,"AYUDANTE ALBAÑILERIA GENERAL + PRESTAC (IDRD)","JRN","SUELDOS JORNALES Y CUADRILLAS","860.061.099.1 - IDRD","0,00 %","$ 67.985,00","2022-12-22"]
[3896,"AYUDANTE ALBAÑILERIA GENERAL +PREST(IDRD)","JRN","SUELDOS Y JORNALES","860.061.099.1 - IDRD","0,00 %","$ 67.985,00","2022-12-22"]
[2915,"AYUDANTE ALBAÑILERIA GENERAL SIN/PREST.","JRN","SUELDOS Y JORNALES","860.061.099.1 - IDRD","0,00 %","$ 40.600,00","2022-12-22"]
[106632,"AYUDANTE ALBAÑILERIA GENERAL+PREST.(IDRD) NOCTURNO","JRN","SUELDOS Y JORNALES","860.061.099.1 - IDRD","0,00 %","$ 91.779,00","2022-12-22"]
[100757,"AYUDANTE CARPINTERIA EN OBRA + PREST.(IDRD)","JRN","SUELDOS Y JORNALES","860.061.099.1 - IDRD","0,00 %","$ 71.222,00","2022-12-22"]
[3267,"AYUDANTE CARPINTERIA EN OBRA SIN/PREST.","JRN","SUELDOS Y JORNALES","860.061.099.1 - IDRD","0,00 %","$ 42.533,00","2022-12-22"]
[104572,"AYUDANTE CARPINTERIA MADERA TALLER+ PREST(IDRD)","JRN","SUELDOS Y JORNALES","860.061.099.1 - IDRD","0,00 %","$ 76.402,00","2022-12-22"]
[100756,"AYUDANTE CARPINTERIA METALICA TALL.+ PREST(IDRD)","JRN","SUELDOS Y JORNALES","860.061.099.1 - IDRD","0,00 %","$ 76.402,00","2022-12-22"]
[3787,"AYUDANTE CARPINTERIA METALICA TALLER  SIN/PREST.","JRN","SUELDOS Y JORNALES","860.061.099.1 - IDRD","0,00 %","$ 45.627,00","2022-12-22"]
[100758,"AYUDANTE INST. ELECTRICAS + PREST(IDRD)","JRN","SUELDOS Y JORNALES","860.061.099.1 - IDRD","0,00 %","$ 71.870,00","2023-02-07"]
[3306,"AYUDANTE INST. ELECTRICAS SIN/ PREST.","JRN","SUELDOS Y JORNALES","860.061.099.1 - IDRD","0,00 %","$ 42.920,00","2022-12-22"]
[105924,"AYUDANTE INST. ELECTROMECÁNICAS + PREST","JRN","SUELDOS Y JORNALES","860.061.099.1 - IDRD","0,00 %","$ 76.402,00","2022-12-23"]
[106634,"AYUDANTE INST. HIDRAULICAS + PREST(IDRD)","JRN","SUELDOS Y JORNALES","860.061.099.1 - IDRD","0,00 %","$ 71.222,00","2022-12-23"]
[107394,"AYUDANTE INST. MECANICAS + PREST","JRN","SUELDOS Y JORNALES","860.061.099.1 - IDRD","0,00 %","$ 71.870,00","2022-12-23"]
[100759,"AYUDANTE INST. SANITARIAS + PREST(IDRD)","JRN","SUELDOS Y JORNALES","860.061.099.1 - IDRD","0,00 %","$ 71.222,00","2022-12-23"]
[3354,"AYUDANTE INST. SANITARIAS SIN/PREST.","JRN","SUELDOS Y JORNALES","860.061.099.1 - IDRD","0,00 %","$ 42.533,00","2022-12-22"]
[107437,"AYUDANTE INSTALACIONES ESP. PISCINAS +PREST (IDRD)","JRN","SUELDOS Y JORNALES","860.061.099.1 - IDRD","0,00 %","$ 67.985,00","2022-12-23"]
[105550,"AYUDANTE JARDINERIA +PREST(IDRD)","JRN","SUELDOS Y JORNALES","860.061.099.1 - IDRD","0,00 %","$ 67.985,00","2022-12-23"]
[101749,"AYUDANTE PINTURA  +PREST(IDRD). **","JRN","SUELDOS Y JORNALES","860.061.099.1 - IDRD","0,00 %","$ 71.870,00","2022-12-23"]
[3759,"AYUDANTE PINTURA  SIN/PREST.","JRN","SUELDOS Y JORNALES","860.061.099.1 - IDRD","0,00 %","$ 42.920,00","2022-12-22"]
[100760,"AYUDANTE PINTURA + PREST.(IDRD)","JRN","SUELDOS Y JORNALES","860.061.099.1 - IDRD","0,00 %","$ 71.870,00","2022-12-23"]
[1550,"AYUDANTE POR ADMON SIN PREST.  (SubsidioTrans.Incl","MES","SUELDOS Y JORNALES","860.061.099.1 - IDRD","0,00 %","$ 962.530,00","2022-01-24"]
[104938,"AYUDANTE TRABAJOS ALTURA PERF.+ PREST(IDRD)","JRN","SUELDOS Y JORNALES","860.061.099.1 - IDRD","0,00 %","$ 76.402,00","2022-12-23"]
[106479,"AZADÓN FORJADO CON CABO EN MADERA HERRAGR O Simila","UN","HERRAMIENTA","860061089 - IDRD - PROYECCIÓN","19,00 %","$ 35.193,00","2022-01-30"]
[108780,"Azafate de 1/4\" o Fuentes en acero","UN","CARPINTERIA METALICA",null,"0,00 %","0,00"]
[107798,"AZAFATE PERFORADO GN2/3","UN","EQUIPOS PARA COCINA",null,"0,00 %","0,00"]
[107797,"AZAFATES Ó FUENTES EN ACERO INOX","UN","EQUIPOS PARA COCINA",null,"0,00 %","0,00"]
[12540,"BACK EXTENSION DE HAMMER STRENGTH SELECT HS-BE - FUERZA","UN","DOTACION GIMNASIOS CEFE EQUIPOS PARA FUERZA","125457845 - FITNESS MARKET","19,00 %","$ 21.439.711,01","2019-10-23"]
[106823,"Backstroke  PROFESIONAL (ARRANQUE DE ESPALDA) COMP","UN","ACTIVIDADES ESPECIALES",null,"0,00 %","0,00"]
[106611,"BAFLE SATÉLITE O PARLANTE DE PARED DE 30 W, 5.5”","UN","APARATOS ELECTRICOS",null,"0,00 %","0,00"]
[864,"BAJANTE (RAINGO)         PAVCO","ML","TUBERIA HIDROSANITARIA","860061089 - IDRD - PROYECCIÓN","19,00 %","$ 23.545,01","2022-02-04"]
[212,"BAJANTE CODO 90°PVC (RAINGO)","UN","ACCESORIOS CUBIERTA",null,"0,00 %","0,00"]
[101533,"Bajante en CG 4\",amarres, hebillas, curva PVC 4\"","UN","APARATOS ELECTRICOS",null,"0,00 %","0,00"]
[189,"BAJANTE Rect. AR x2.5M ETERNIT","ML","ACCESORIOS CUBIERTA",null,"0,00 %","0,00"]
[2245,"BAJANTE Rect. CR x2.5M ETERNIT","ML","ACCESORIOS CUBIERTA",null,"0,00 %","0,00"]
[1713,"BAJANTE SOPORTE   RAINGO       PAVCO","UN","TUBERIA HIDROSANITARIA","860061089 - IDRD - PROYECCIÓN","19,00 %","$ 3.395,00","2022-02-04"]
[2217,"BAJANTE TALUD","UN","PREFABRICADOS",null,"0,00 %","0,00"]
[1773,"BAJANTE UNION RAINGO   PAVCO","UN","TUBERIA HIDROSANITARIA","860061089 - IDRD - PROYECCIÓN","19,00 %","$ 11.714,00","2022-02-04"]
[3521,"BALA ALUMINIO No.10","UN","LAMPARAS",null,"0,00 %","0,00"]
[102250,"Bala circular incandescente halógena 35 W 12 V","UN","LAMPARAS",null,"0,00 %","0,00"]
[104570,"BALA DE INCRUSTAR 50 W-120 V- BOMBILLO HALOGENO","UN","APARATOS ELECTRICOS",null,"0,00 %","0,00"]
[103242,"BALA DULUX  2X26W BALAST.ELECTRON BOM. AHORRADOR","UN","INST. ELECTRICAS",null,"0,00 %","0,00"]
[105098,"BALA DULUX (1X26W) ABIERTA(Chasis+Balasto+Bombilla","UN","LAMPARAS",null,"0,00 %","0,00"]
[102884,"BALA DULUX 2XE27 BL SV PROYECTOS***","UN","LAMPARAS",null,"0,00 %","0,00"]
[101099,"BALA FLUORESCENTE 2X26 (Inc. Bombillo)","UN","LAMPARAS",null,"0,00 %","0,00"]
[104664,"BALA HALOG SELLIP65 50W-12V;SUME+BOB.LED5W(NO USAR","UN","LAMPARAS",null,"0,00 %","0,00"]
[101162,"BALA HALOGENA 50 W  (Inc. Bombill","UN","LAMPARAS",null,"0,00 %","0,00"]
[3523,"BALA INCANDECENTE BL IFBL","UN","LAMPARAS",null,"0,00 %","0,00"]
[103495,"BALA INCANDESCENTE 4\"ESPECULAT+BONB+TAPA","UN","INST. ELECTRICAS",null,"0,00 %","0,00"]
[12733,"BALA LED 15W NW MV JUPITER SYLVANIA","UN","LAMPARAS","555555555555 - IDRD - MEDIANA DE COTIZACIONES","19,00 %","$ 120.000,00","2020-11-06"]
[12724,"BALA LED 20W NW MV JUPITER DIM 0-10V SYLVANIA","UN","LAMPARAS","6555555555 - IDRD - MENOR VALOR   DE COTIZACIONES","19,00 %","$ 128.578,31","2020-11-06"]
[12720,"BALA LED 30W NW MV JUPITER HIGH POWER SYLVANIA","UN","LAMPARAS","555555555555 - IDRD - MEDIANA DE COTIZACIONES","19,00 %","$ 187.000,00","2020-11-05"]
[101585,"Bala LED de sobreponer cuadrada 5.1x5.1 cm 4.7 W 1","UN","LAMPARAS","77777777777 - CONTRATO CONSULTORIA CEFE COMETAS","19,00 %","$ 173.300,89","2019-10-08"]
[101586,"Bala LED de sobreponer o descolgar Ø14x20 cm 10 W","UN","LAMPARAS","77777777777 - CONTRATO CONSULTORIA CEFE COMETAS","19,00 %","$ 148.155,00","2019-10-09"]
[102139,"BALA LED INCRUS14.4cm30.9W1960lm3000K CEFE COMETAS","UN","LAMPARAS","77777777777 - CONTRATO CONSULTORIA CEFE COMETAS","19,00 %","$ 111.384,00","2019-07-08"]
[101608,"Bala LED sobreponer 24 W 1560 lm CRDC-COMETAS","UN","LAMPARAS","77777777777 - CONTRATO CONSULTORIA CEFE COMETAS","19,00 %","$ 57.120,00","2019-04-11"]
[103240,"BALA METALAR 150 MULTIV 110/277","UN","MISCELANEA",null,"0,00 %","0,00"]
[101500,"Bala performa 2X26 WCO1016B Construlita o superior","UN","LAMPARAS",null,"0,00 %","0,00"]
[104583,"BALA SOBRE MURO 50W-120V HALOGENA INCRUST-INTEMPER","UN","INST. ELECTRICAS",null,"0,00 %","0,00"]
[105100,"BALA(1X27W)+Vidrio(Chasis+Bomb Ahorrad de Rosca)","UN","LAMPARAS",null,"0,00 %","0,00"]
[105101,"BALA(2X27W)+Vidrio(Chasis+Bomb Ahorrad de Rosca)","UN","LAMPARAS","860061089 - IDRD - PROYECCIÓN","19,00 %","$ 29.084,00","2023-03-28"]
[101909,"BalaLED-Incrus22.6Cm57.8W4730lm3000KCRDC-COMETAS","UN","LAMPARAS","77777777777 - CONTRATO CONSULTORIA CEFE COMETAS","19,00 %","$ 2.428.657,01","2019-07-03"]
[101599,"BalaLED-IncrustarØ10.9x9.5 cm 13.9W CRDC-COMETAS","UN","LAMPARAS","77777777777 - CONTRATO CONSULTORIA CEFE COMETAS","19,00 %","$ 71.400,00","2019-04-11"]
[101907,"BalaLED-sobreponer29.6cm24W1560lmCRDC-COMETAS","UN","LAMPARAS","77777777777 - CONTRATO CONSULTORIA CEFE COMETAS","19,00 %","$ 83.941,01","2019-07-03"]
[100397,"Balancin 1 Travesaño de dos puestos **","UN","PREFABRICADOS METALICOS",null,"0,00 %","0,00"]
[101372,"Balancin 2 Travesaños de 2\"x2.50mts  (4Puestos)","UN","PREFABRICADOS METALICOS",null,"0,00 %","0,00"]
[105169,"BALANCIN- D/IDRD NIÑOS (1-5 AÑOS)Sum+Transporte","UN","MOBILIARIO URBANO Y SEÑALIZAC.",null,"0,00 %","0,00"]
[102992,"Balancin en Madera **","UN","PREFABRICADOS METALICOS","860061089 - IDRD - PROYECCIÓN","19,00 %","$ 968.874,00","2023-03-29"]
[102947,"Balancin Tubo Galvanizado 2\" x 2.00m **(2 Puestos)","UN","PREFABRICADOS METALICOS","860061089 - IDRD - PROYECCIÓN","19,00 %","$ 938.837,01","2023-03-29"]
[102948,"Balancin Tubo Galvanizado 2\" x 2.50m **(2 Puesto)","UN","PREFABRICADOS METALICOS","860061089 - IDRD - PROYECCIÓN","19,00 %","$ 1.236.250,00","2023-03-29"]
[105041,"BALASTO 1000 W CWA (KID) CON CONDENSADOR","UN","LAMPARAS","860061089 - IDRD - PROYECCIÓN","19,00 %","$ 428.233,00","2023-03-28"]
[729,"BALASTO 2 x 48","UN","LAMPARAS",null,"0,00 %","0,00"]
[728,"BALASTO 2 x 96","UN","LAMPARAS",null,"0,00 %","0,00"]
[102855,"BALASTO 4 x 32 ELECTRON","UN","LAMPARAS","860061089 - IDRD - PROYECCIÓN","19,00 %","$ 28.171,00","2022-06-06"]
[103243,"BALASTO ELECTRONICO  2 x 32W-120 voltios","UN","MISCELANEA",null,"0,00 %","0,00"]
[103078,"BALASTO ELECTRONICO 2 X 26 **","UN","INST. ELECTRICAS","860061089 - IDRD - PROYECCIÓN","19,00 %","$ 34.010,00","2023-03-27"]
[61,"BALASTO SILVANIA  2X32","UN","APARATOS ELECTRICOS",null,"0,00 %","0,00"]
[63,"BALASTRO DE RIO","M3","AGREGADOS",null,"0,00 %","0,00"]
[1089,"BALASTRO GRUESO","M3","AGREGADOS",null,"0,00 %","0,00"]
[469,"BALDE DE CAUCHO PARA CONCRETO","UN","HERRAMIENTA",null,"0,00 %","0,00"]
[4040,"BALDE PARA PLUMA ADICIONAL","MES","EQUIPO ALQUILER Y MAQUINARIA",null,"0,00 %","0,00"]
[103248,"BALDE PLASTICO NEGRO ECOPLASTICOS","UN","HERRAMIENTA",null,"0,00 %","0,00"]
[101120,"BALDOSA  ALFA GRANILLA GRIS 30x30","M2","Pisos",null,"0,00 %","0,00"]
[108023,"baldosa de grano firenze  habana brush 30 x 30","M2","Pisos",null,"0,00 %","0,00"]
[108342,"baldosa de grano verde eco kristal montaña 30 x 30","M2","Pisos",null,"0,00 %","0,00"]
[101544,"Baldosa flex 50x50 lisa EPDM 100% color 1.7 cm","M2","ENCHAPES,PISOS,ALFOMBRAS,PAPEL",null,"0,00 %","0,00"]
[104591,"Baldosa Grano de Marmol 30 x 60 PerlatoClaroAlfa","M2","Enchapes y Pisos","8956232 - IDRD - MEDIA ARMONICA COTIZACIONES","19,00 %","$ 73.713,00","2019-03-28"]
[108221,"BALDOSA GRANO FIRENZA FONDO HABANA 30X30 Brush","M2","Enchapes y Pisos",null,"0,00 %","0,00"]
[102419,"BALDOSA GRANO MARMOL GR-5 33.3 x 33.3","M2","ENCHAPES,PISOS,ALFOMBRAS,PAPEL","860061089 - IDRD - PROYECCIÓN","19,00 %","$ 71.978,99","2023-03-24"]
[108796,"Baldosa micrograno perla (NL)-C trafico comercial","M2","Pisos",null,"0,00 %","0,00"]
[105659,"BALDOSA PLASTICA PERFORADA 30X30 (Piscinas)","UN","PAVIMENTOS",null,"0,00 %","0,00"]
[103614,"BALDOSA RETAL DE MARMOL","M2","MISCELANEA",null,"0,00 %","0,00"]
[103617,"BALDOSA RETAL DE MARMOL 35X60 NAL.ROYAL APOMASADO","M2","MISCELANEA",null,"0,00 %","0,00"]
[103624,"BALDOSA RETAL DE MARMOL NEGRO SAN GIL F.VERDE","M2","MISCELANEA",null,"0,00 %","0,00"]
[102375,"BaldosaFlexExt.Lisa(0.50x0.50m-1.7cm)SBR+EPDM-S+In","M2","Pisos","66665555555 - IDRD - MEDIA ARITMETICA DE COTIZACIONES","19,00 %","$ 339.550,99","2019-07-18"]
[13121,"Baldosas elásticas tipo profesional para uso abierto y cerrado en canchas de Baloncesto","M2","Pisos",null,"19,00 %","$ 321.776,00","2022-05-09"]
[102423,"BALDOSIN DE  GRANITO 33.3x33.3","M2","ENCHAPES,PISOS,ALFOMBRAS,PAPEL",null,"0,00 %","0,00"]
[100997,"BALDOSIN DE  GRANITO BLANCO 33x33     BH-1","M2","ENCHAPES,PISOS,ALFOMBRAS,PAPEL","555555555555 - IDRD - MEDIANA DE COTIZACIONES","19,00 %","$ 53.200,00","2019-07-15"]
[293,"BALDOSIN GRANITO MARMOL Blc.#4 Base blanco 33 x33","M2","ENCHAPES,PISOS,ALFOMBRAS,PAPEL",null,"0,00 %","0,00"]
[101435,"BALDOSIN GRANITO MARMOL Blc.#4 DELTA","M2","ENCHAPES,PISOS,ALFOMBRAS,PAPEL",null,"0,00 %","0,00"]
[294,"BALDOSIN MARMOL GRIS #4 DELTA 30 x 30","M2","ENCHAPES,PISOS,ALFOMBRAS,PAPEL",null,"0,00 %","0,00"]
[9448,"BALDOSIN MARMOL GRIS #4 DELTA 33 x 33","M2","ENCHAPES,PISOS,ALFOMBRAS,PAPEL",null,"0,00 %","0,00"]
[104013,"BALINERAS PARA RODAMIENTO DE RIEL","UN","MISCELANEA",null,"0,00 %","0,00"]
[107894,"BALON FLEXIBLE DE GIMNASIA 55 CM","UN","MOBILIARIO URBANO Y SEÑALIZAC.",null,"0,00 %","0,00"]
[107895,"BALON FLEXIBLE DE GIMNASIA 65 CM","UN","MOBILIARIO URBANO Y SEÑALIZAC.",null,"0,00 %","0,00"]
[100581,"Bambu verde H= 1.20 m","UN","JARDINERIA Y GRAMAS","860061089 - IDRD - PROYECCIÓN","0,00 %","$ 22.798,00","2020-01-13"]
[12545,"BANCA ABDOMEN INCLINADA (ADJUSTABLE DECLINE/ABDOMINAL BENCH FUERZA","UN","DOTACION GIMNASIOS CEFE","125457845 - FITNESS MARKET","19,00 %","$ 5.598.902,23","2019-10-23"]
[107868,"BANCA ABDOMEN INCLINADA (Adjustable)","UN","MOBILIARIO URBANO Y SEÑALIZAC.",null,"0,00 %","0,00"]
[102836,"Banca Arco con Espaldar GRC 21 MP Según diseño","UN","MOBILIARIO PARQUES","555555555555 - IDRD - MEDIANA DE COTIZACIONES","19,00 %","$ 1.765.960,00","2022-04-29"]
[101239,"Banca Arco sin Espaldar GRC 21 MP Según diseño","UN","MOBILIARIO PARQUES","555555555555 - IDRD - MEDIANA DE COTIZACIONES","19,00 %","$ 1.472.030,00","2022-04-29"]
[12905,"Banca Bicicletero madera plástica (sum+inst)","UN","MOBILIARIO PARQUES","860061089 - IDRD - PROYECCIÓN","19,00 %","$ 3.189.937,00","2023-03-30"]
[12904,"Banca Bicicletero Plástico con diseño y espaldar (sum+inst)","UN","MOBILIARIO PARQUES","860061089 - IDRD - PROYECCIÓN","19,00 %","$ 10.475.816,00","2023-03-30"]
[106673,"Banca bicolor concreto GRC 21MP L=1.8 Segun diseño","UN","PREFABRICADOS","900435618 - KONKRETUS S.A.S.","19,00 %","$ 1.082.900,00","2019-03-14"]
[106688,"Banca cilindrica Ø0,5m concreto Temik UHPC Segundi","UN","PREFABRICADOS","66665555555 - IDRD - MEDIA ARITMETICA DE COTIZACIONES","19,00 %","$ 822.958,99","2019-03-19"]
[102896,"Banca Concreto Brazos Metal GRC 21MP Según diseño","UN","MOBILIARIO PARQUES","555555555555 - IDRD - MEDIANA DE COTIZACIONES","19,00 %","$ 2.106.300,00","2022-04-29"]
[102897,"Banca Concreto Brazos Metal S GRC21MP Según diseño","UN","MOBILIARIO PARQUES","900435618 - KONKRETUS S.A.S.","19,00 %","$ 2.112.250,00","2019-09-05"]
[106684,"Banca concreto GRC 21 MP L=1,52 m Segun diseño","UN","PREFABRICADOS","66665555555 - IDRD - MEDIA ARITMETICA DE COTIZACIONES","19,00 %","$ 1.235.602,00","2019-03-20"]
[106523,"Banca concreto GRC 21 MP L=1.93 m Segun diseño BANCA MC","UN","MOBILIARIO PARQUES","860061089 - IDRD - PROYECCIÓN","19,00 %","$ 2.285.909,00","2023-03-30"]
[106682,"Banca concreto GRC 21 MP L=2,06 m Segun diseño","UN","PREFABRICADOS","900435618 - KONKRETUS S.A.S.","19,00 %","$ 1.368.500,00","2019-03-12"]
[102883,"Banca Concreto GRC 21 MP Pigmentado Según diseño","UN","MOBILIARIO PARQUES","900435618 - KONKRETUS S.A.S.","19,00 %","$ 1.861.835,00","2019-09-04"]
[102893,"Banca Concreto GRC 21 MP Pigmentado Según diseño","UN","MOBILIARIO PARQUES","555555555555 - IDRD - MEDIANA DE COTIZACIONES","19,00 %","$ 1.645.770,00","2022-04-29"]
[106685,"Banca concreto GRC 21MP 1,23x0.45m Segun diseño","UN","PREFABRICADOS","555555555555 - IDRD - MEDIANA DE COTIZACIONES","19,00 %","$ 946.050,00","2019-02-28"]
[106675,"Banca concreto GRC 21MP Circular ø0.47mSegundiseño","UN","PREFABRICADOS","555555555555 - IDRD - MEDIANA DE COTIZACIONES","19,00 %","$ 1.204.280,00","2022-04-29"]
[106678,"Banca concreto GRC 21MP Circular ø0.87mSegundiseño","UN","PREFABRICADOS","555555555555 - IDRD - MEDIANA DE COTIZACIONES","19,00 %","$ 2.061.080,00","2022-04-29"]
[107316,"Banca concreto GRC 21MP Circular ø1.22mSegundiseño","UN","PREFABRICADOS","555555555555 - IDRD - MEDIANA DE COTIZACIONES","19,00 %","$ 2.890.510,00","2022-04-29"]
[107866,"BANCA DE PECHO INCLINADO (Breaker)","UN","MOBILIARIO URBANO Y SEÑALIZAC.",null,"0,00 %","0,00"]
[107865,"BANCA DE PECHO PLANO (Breaker Olympic)","UN","MOBILIARIO URBANO Y SEÑALIZAC.",null,"0,00 %","0,00"]
[106674,"Banca en concreto GRC 21 MP  50 x 50 Segun diseño","UN","PREFABRICADOS","66665555555 - IDRD - MEDIA ARITMETICA DE COTIZACIONES","19,00 %","$ 507.558,00","2019-03-20"]
[106677,"Banca en concreto GRC 21MP 0.55x0.63m Según diseño","UN","PREFABRICADOS","555555555555 - IDRD - MEDIANA DE COTIZACIONES","19,00 %","$ 571.200,00","2019-02-28"]
[106694,"Banca en concreto L=0,93mTemik UHPC Según diseño","UN","PREFABRICADOS","66665555555 - IDRD - MEDIA ARITMETICA DE COTIZACIONES","19,00 %","$ 1.075.280,00","2019-03-20"]
[106689,"Banca en concreto Temik UHPC  L= 0,6 m Segundiseño","UN","PREFABRICADOS","900468122 - TEMATIK BARCELONA SAS","19,00 %","$ 822.700,00","2019-03-13"]
[102903,"Banca Estructura Metal Madera PVC TA Según Diseño","UN","MOBILIARIO PARQUES","860061089 - IDRD - PROYECCIÓN","19,00 %","$ 1.068.347,00","2022-01-30"]
[102906,"Banca Estructura Metal Madera PVC TB Según Diseño","UN","MOBILIARIO PARQUES","860061089 - IDRD - PROYECCIÓN","19,00 %","$ 1.194.035,00","2022-01-30"]
[107872,"BANCA FIJA CON APOYO PARA PIES (Utility)","UN","MOBILIARIO URBANO Y SEÑALIZAC.",null,"0,00 %","0,00"]
[107867,"BANCA HIPEREXTENCION INCLINADA (Back)","UN","MOBILIARIO URBANO Y SEÑALIZAC.",null,"0,00 %","0,00"]
[12544,"BANCA HIPEREXTENSION INCLINADA (EXTENSION DE ESPALDA AMPLIAR) BWBE","UN","DOTACION GIMNASIOS CEFE","125457845 - FITNESS MARKET","19,00 %","$ 5.608.005,90","2019-10-23"]
[107522,"Banca individual redonda en concreto diametro  36\"","UN","MISCELANEA",null,"0,00 %","0,00"]
[107906,"Banca individual redonda en concreto diametro 45\"","UN","MOBILIARIO PARQUES",null,"0,00 %","0,00"]
[102894,"Banca Infantil Fusión Madera GRC 21MP Según diseño","UN","MOBILIARIO PARQUES","555555555555 - IDRD - MEDIANA DE COTIZACIONES","19,00 %","$ 1.431.570,00","2022-04-29"]
[105237,"Banca LockerMadera Zapán+Estructura Met (Sum+Inst)","ML","EQUIPOS ESPECIALES",null,"0,00 %","0,00"]
[103034,"Banca M-31 (sin espaldar) **","UN","MOBILIARIO PARQUES","860061089 - IDRD - PROYECCIÓN","19,00 %","$ 309.599,00","2023-03-29"]
[105163,"BANCA M-41 (0.40X0.40M)H=0.43M","UN","MOBILIARIO PARQUES",null,"0,00 %","0,00"]
[100398,"Banca Madera Inmunizada M-50 **","UN","PREFABRICADOS CONCRETO","860061089 - IDRD - PROYECCIÓN","19,00 %","$ 636.115,00","2023-03-29"]
[102927,"Banca Modular Contención Según Diseño","UN","MOBILIARIO PARQUES","555555555555 - IDRD - MEDIANA DE COTIZACIONES","19,00 %","$ 406.861,00","2022-04-29"]
[102910,"Banca Modular Curva Arco Según Diseño","UN","MOBILIARIO PARQUES","555555555555 - IDRD - MEDIANA DE COTIZACIONES","19,00 %","$ 885.479,00","2022-04-29"]
[102907,"Banca Modular Curva Externa Según Diseño","UN","MOBILIARIO PARQUES","555555555555 - IDRD - MEDIANA DE COTIZACIONES","19,00 %","$ 684.488,00","2022-04-29"]
[102908,"Banca Modular Curva Interior Según Diseño","UN","MOBILIARIO PARQUES","860061089 - IDRD - PROYECCIÓN","19,00 %","$ 598.398,00","2022-01-30"]
[107870,"BANCA MULTIPOSICION (Multi Adjustable)","UN","MOBILIARIO URBANO Y SEÑALIZAC.",null,"0,00 %","0,00"]
[106687,"Banca petalo concreto L=1.2m Temik UHPC + transp","UN","PREFABRICADOS","860061089 - IDRD - PROYECCIÓN","19,00 %","$ 2.101.719,00","2022-01-31"]
[106686,"Banca petalo concreto L=2.0m Temik UHPC + transp","UN","PREFABRICADOS","860061089 - IDRD - PROYECCIÓN","19,00 %","$ 3.019.240,00","2022-01-31"]
[107871,"BANCA PLANA LIBRE (Flat Bench)","UN","MOBILIARIO URBANO Y SEÑALIZAC.",null,"0,00 %","0,00"]
[103635,"BANCA PLASTICA EN POLIPROPILENO SIN ESPAL ALT.IMPA","ML","MISCELANEA",null,"0,00 %","0,00"]
[12901,"Banca plástica infantil (sum+inst)","UN","MOBILIARIO PARQUES","860061089 - IDRD - PROYECCIÓN","19,00 %","$ 2.401.489,00","2023-03-30"]
[105325,"Banca plastica sin espaldar de 40 centimetros de a","UN","OTROS PREFABRICADOS",null,"0,00 %","0,00"]
[106382,"BANCA prefa- conc sin espaldar 180x0.4x h=0.43","UN","MOBILIARIO PARQUES",null,"0,00 %","0,00"]
[106692,"Banca rectangular concreto L=0,5m Temik UHPC Segun","UN","PREFABRICADOS",null,"0,00 %","0,00"]
[106690,"Banca rectangular concreto L=1m Temik UHPC Segun/D","UN","PREFABRICADOS","900468122 - TEMATIK BARCELONA SAS","19,00 %","$ 1.162.250,00","2019-03-18"]
[106693,"Banca rectangular concreto L=2m Temik UHPC Segun/D","UN","PREFABRICADOS","900468122 - TEMATIK BARCELONA SAS","19,00 %","$ 1.128.800,00","2019-03-18"]
[106691,"Banca sobreponer concreto Temik UHPC L=045m Segun/","UN","PREFABRICADOS","900468122 - TEMATIK BARCELONA SAS","19,00 %","$ 409.900,00","2019-03-18"]
[101180,"BANCA TIPO M-30 (A) CON ESPALDAR METALICO","UN","MOBILIARIO PARQUES","66665555555 - IDRD - MEDIA ARITMETICA DE COTIZACIONES","19,00 %","$ 553.350,00","2019-03-04"]
[2210,"BANCA TIPO M-40","UN","PREFABRICADOS CONCRETO","860061089 - IDRD - PROYECCIÓN","19,00 %","$ 126.812,00","2023-03-24"]
[102039,"BANCA TRAPEZO GRC 21 MP A=2.06 m h=0.45 m p=0.45 M","UN","PREFABRICADOS CONCRETO","900435618 - KONKRETUS S.A.S.","19,00 %","$ 1.368.500,00","2019-06-14"]
[107315,"BANCA TRAPEZO.GRC 21 MP L=1.8 m  H=0.45 m P= 0.45","UN","PREFABRICADOS CONCRETO","555555555555 - IDRD - MEDIANA DE COTIZACIONES","19,00 %","$ 1.800.470,00","2022-04-29"]
[102895,"Banca Trapezoidal Espaldar GRC 21MP Según diseño","UN","MOBILIARIO PARQUES","555555555555 - IDRD - MEDIANA DE COTIZACIONES","19,00 %","$ 2.014.670,00","2022-04-29"]
[102900,"Banca UHPC Trapezo Modular Espaldar Segun Diseño","UN","MOBILIARIO PARQUES","860061089 - IDRD - PROYECCIÓN","19,00 %","$ 1.176.438,00","2022-01-30"]
[107761,"Banca VATTEM tipo Curvo","UN","MOBILIARIO URBANO Y SEÑALIZAC.",null,"0,00 %","0,00"]
[107903,"BANCA VESTIER MUJERES Y HOMBRES","UN","MUEBLES ACCESORIOS",null,"0,00 %","0,00"]
[10679,"BANCA WPC CON PANEL DE INFORMACIÓN (suministro+instalación)","UN","MOBILIARIO PARQUES","860061089 - IDRD - PROYECCIÓN","19,00 %","$ 20.415.478,01","2022-12-19"]
[109145,"BancaConEspaldar 240X60X77 tapa en madera Abarco","UN","MOBILIARIO PARQUES",null,"0,00 %","0,00"]
[109064,"BancaPrefabrConcrSin Espald(L=1.80;A=0.40;H=0.43m)","UN","MOBILIARIO URBANO Y SEÑALIZAC.",null,"0,00 %","0,00"]
[12900,"Bancas para espacios públicos (sum+inst)","UN","MOBILIARIO PARQUES","860061089 - IDRD - PROYECCIÓN","19,00 %","$ 1.542.844,00","2023-03-30"]
[109143,"BancaSinEspaldar 240X60X43 tapa en madera Abarco","UN","MOBILIARIO PARQUES",null,"0,00 %","0,00"]
[106063,"BancaSinEspaldarPolipropileno(0.70x0.43)H=0.43m","UN","MOBILIARIO PARQUES",null,"0,00 %","0,00"]
[106062,"BancaSinEspaldarPolipropileno(1.25x0.43)H=0.43m","UN","MOBILIARIO PARQUES",null,"0,00 %","0,00"]
[106061,"BancaSinEspaldarPolipropileno(2.60x0.43)H=0.43m","UN","MOBILIARIO PARQUES",null,"0,00 %","0,00"]
[107439,"BANCO DE CAPACITORES DE 115 KVAR","UN","INST. ELECTRICAS","47874222222 - CONTRATO CONSULTORIA CDRC 1","19,00 %","$ 10.481.424,00","2019-09-30"]
[12705,"Banco de condensadores de 50 KVAR-208 Voltios ","UN","INST. ELECTRICAS","666665454444 - IDRD - MENOR PRECIO DE COTIZACIONES","19,00 %","$ 17.067.777,00","2020-10-06"]
[12543,"BANCO DE PECHO INCLINADO (OLYMPIC INCLINE BENCH) CIB FUERZA ","UN","DOTACION GIMNASIOS CEFE","125457845 - FITNESS MARKET","19,00 %","$ 6.363.576,81","2019-10-23"]
[12541,"BANCO DE PECHO PLANO (OLYMPIC FIAT BANCH) OFB FUERZA","UN","DOTACION GIMNASIOS CEFE","860061089 - IDRD - PROYECCIÓN","19,00 %","$ 2.528.082,01","2022-02-01"]
[12524,"BANCO FIJO CON APOYO (BANCO UTILITARIO 75 GRADOS)","UN","DOTACION GIMNASIOS CEFE","125457845 - FITNESS MARKET","19,00 %","$ 2.794.905,17","2019-10-22"]
[12521,"BANCO MULTIPOSICION (multi adjustable Bench del Hammer strangth) FUERZA","UN","DOTACION GIMNASIOS CEFE","125457845 - FITNESS MARKET","19,00 %","$ 6.554.816,00","2019-10-23"]
[12523,"BANCO PLANO (FIAT BENCH) FUERZA","UN","DOTACION GIMNASIOS CEFE","125457845 - FITNESS MARKET","19,00 %","$ 2.285.082,01","2019-11-05"]
[107873,"BANCO SCOTT O PREDICADOR (Preacher)","UN","MOBILIARIO URBANO Y SEÑALIZAC.",null,"0,00 %","0,00"]
[107838,"BANDA DE TROTE (Treadmill T1x)","UN","MOBILIARIO URBANO Y SEÑALIZAC.",null,"0,00 %","0,00"]
[2476,"BANDA PARA REMOVER ESCOMBROS 20 MTS","MES","EQUIPO ALQUILER Y MAQUINARIA",null,"0,00 %","0,00"]
[109056,"Banda Plastica CORAZA FLEXIBLE","ML","INST. ELECTRICAS",null,"0,00 %","0,00"]
[104026,"Bandeja AceroInoxi.Cal.18+rejilla varilla 3/8\"-304","UN","MISCELANEA",null,"0,00 %","0,00"]
[106663,"BANDEJA CABLOFIL 54*300*3 Mts ELECTROCINCADA","ML","MISCELANEA","555555555555 - IDRD - MEDIANA DE COTIZACIONES","19,00 %","$ 22.594,01","2020-12-29"]
[106662,"BANDEJA CABLOFIL 54*400*3 Mts ELECTROCINCADA","ML","MISCELANEA",null,"0,00 %","0,00"]
[10625,"Bandeja contenedora techos verdes elaborada en polietileno alta dencidad 50*50cm, geotextil interno","UN","CUBIERTAS","860061089 - IDRD - PROYECCIÓN","19,00 %","$ 35.192,00","2023-03-29"]
[108160,"BANDEJA DE CONDENSADOS AISLADA EN LÁM GALV","UN","SISTEMAS VENTILACION",null,"0,00 %","0,00"]
[3446,"BANDEJA DE FIBRA AMP 24H HOL","UN","CABLEADO ESTRUCTURADO",null,"0,00 %","0,00"]
[3447,"BANDEJA DE FIBRA AMP 24H ST EURO","UN","CABLEADO ESTRUCTURADO",null,"0,00 %","0,00"]
[104032,"BANDEJA DE FIBRA OPTICA (CAJA MONDRAGON)","UN","MISCELANEA",null,"0,00 %","0,00"]
[101340,"BANDEJA DE FIBRA OPTICA LC 12 PTOS","UN","CABLEADO ESTRUCTURADO",null,"0,00 %","0,00"]
[107766,"BANDEJA FIBRA OPTICA, CONECTORES 6 PUERTOS","ML","INST. ELECTRICAS",null,"0,00 %","0,00"]
[9799,"BANDEJA FO -SC 6 DUPLEX LOADE EXPANDIBLE A 24","UN","CABLEADO ESTRUCTURADO",null,"0,00 %","0,00"]
[9801,"BANDEJA LC DUPLEX 24 HILOS (12 PORTS) MULTIMODO","UN","CABLEADO ESTRUCTURADO",null,"0,00 %","0,00"]
[9812,"BANDEJA LS DUPLEX 48 HILOS (24 PORTS) MONOMODO","UN","CABLEADO ESTRUCTURADO",null,"0,00 %","0,00"]
[102699,"BANDEJA LS DUPLEX 48 HILOS (24 PORTS) MONOMODO","UN","CABLEADO ESTRUCTURADO",null,"0,00 %","0,00"]
[106155,"BANDEJA PARA RACK DE 35CM","UN","CAJAS, ARMARIOS, TABLEROS",null,"0,00 %","0,00"]
[2847,"BANDEJA PORTA CAB. ESCALERA","UN","CABLEADO ESTRUCTURADO","860061089 - IDRD - PROYECCIÓN","19,00 %","$ 71.513,00","2020-01-10"]
[100073,"Bandeja porta cable 60*10 tipo escalera **","ML","CABLEADO ESTRUCTURADO",null,"0,00 %","0,00"]
[12689,"BANDEJA PORTA CABLE TIPO CABLOFIL DE 600 mm X 54 mm","ML","ACEROS Y HIERROS","6555555555 - IDRD - MENOR VALOR   DE COTIZACIONES","19,00 %","$ 30.208,00","2020-11-11"]
[109072,"BANDEJA PORTA EQUIPO RACK","UN","APARATOS ELECTRICOS",null,"0,00 %","0,00"]
[108763,"BANDEJA PORTACABLE PERFORADA (600MMX150MM)","UN","CAJAS, ARMARIOS, TABLEROS",null,"0,00 %","0,00"]
[9800,"BANDEJA PORTACABLE TIPO ESCALERA (15X50) CAL.18","ML","CABLEADO ESTRUCTURADO","6555555555 - IDRD - MENOR VALOR   DE COTIZACIONES","19,00 %","$ 67.780,00","2019-08-21"]
[102750,"BANDEJA PORTACABLE(20X5)CAL.18","ML","CABLEADO ESTRUCTURADO","8956232 - IDRD - MEDIA ARMONICA COTIZACIONES","19,00 %","$ 63.380,04","2019-04-01"]
[3515,"BANDEJA RACK C/16 TOM. ELE","UN","CABLEADO ESTRUCTURADO","860061089 - IDRD - PROYECCIÓN","19,00 %","$ 328.517,00","2020-01-10"]
[107487,"BANDEJA TIPO MALLA DE 20 cm","UN","INST. ELECTRICAS",null,"0,00 %","0,00"]
[107488,"BANDEJA TIPO MALLA DE 40 cm","UN","INST. ELECTRICAS",null,"0,00 %","0,00"]
[106160,"Bandeja TipoDucto (5x30cm)Lam.Cal.16+Pint.Electros","ML","MISCELANEA","860061089 - IDRD - PROYECCIÓN","19,00 %","$ 48.193,81","2020-01-13"]
[102518,"Banderín asta esquinera(Estaca+Banderín) futbol(4u","JGO","OTROS PREFABRICADOS","860061089 - IDRD - PROYECCIÓN","19,00 %","$ 513.089,00","2023-03-17"]
[105821,"Banderines  cancha de Rugby  H=1.30m","UN","MOBILIARIO PARQUES","860061089 - IDRD - PROYECCIÓN","19,00 %","$ 71.761,00","2022-01-30"]
[12890,"BANDEROLA 30*30 1/8","UN","MISCELANEA","860061089 - IDRD - PROYECCIÓN","19,00 %","$ 18.484,00","2022-02-09"]
[107472,"BANDEROLAS NATACION ESPALDA Piscina","UN","PISCINAS",null,"0,00 %","0,00"]
[105855,"BANNER DE (6X0.80M) ACCESO DOS CARAS","UN","MOBILIARIO PARQUES",null,"0,00 %","0,00"]
[100472,"Banner de 13 onzas impresion digital  (sumin) **","M2","PREFABRICADOS METALICOS",null,"0,00 %","0,00"]
[105749,"Banner Impreso (2.56x2.04m)S/Des\"Idrd Estadio de T","UN","AVISOS Y VALLAS",null,"0,00 %","0,00"]
[105751,"Banner Impreso (3.00x2.55m)S/Des\"Banco Arbitros Es","UN","AVISOS Y VALLAS",null,"0,00 %","0,00"]
[105750,"Banner Impreso (3.50x1.07m)S/Des\"Idrd Estadio de t","UN","AVISOS Y VALLAS",null,"0,00 %","0,00"]
[105748,"Banner Impreso (5.03x3.02m)S/Descripción \"banco de","UN","AVISOS Y VALLAS",null,"0,00 %","0,00"]
[105754,"Banner Impreso (6.30x2.94m)S/Des\"Banco de supl","UN","AVISOS Y VALLAS",null,"0,00 %","0,00"]
[105745,"Banner Impreso y pegado con cinta(1.30x0.80m)S/Des","UN","AVISOS Y VALLAS",null,"0,00 %","0,00"]
[105746,"Banner Impreso y pegado con cinta(3.06x2.40m)S/Des","UN","AVISOS Y VALLAS",null,"0,00 %","0,00"]
[105747,"Banner Impreso y pegado con cinta(4.40x0.80m)S/Des","UN","AVISOS Y VALLAS",null,"0,00 %","0,00"]
[105862,"BANNER PLASTICO 13 ONZ.(3.0X1.0M) MICROPERFORADO","UN","MOBILIARIO PARQUES",null,"0,00 %","0,00"]
[108443,"Banner Publicitario Módulos Camerinos y Cafe M-144","M2","MOBILIARIO PARQUES","860061089 - IDRD - PROYECCIÓN","19,00 %","$ 25.154,02","2022-01-30"]
[102144,"BAÑADOR DE PISO LED165x10x11cm44.6W2222lm4000K CEFE COMETAS","UN","LAMPARAS","77777777777 - CONTRATO CONSULTORIA CEFE COMETAS","19,00 %","$ 351.375,00","2019-07-08"]
[100939,"BAÑO PORTATIL (IVA+TRANSP+ 2 ASEOS) Min 15 Dias","DD","EQUIPO ALQUILER Y MAQUINARIA",null,"0,00 %","0,00"]
[3189,"BAQUETON Y ESQUINERAS APLICADO","ML","YESO",null,"0,00 %","0,00"]
[100400,"Baranda Cerrami. Patinodromo Profesion(Tub.Galv.)","ML","EQUIPO ALQUILER Y MAQUINARIA","860061089 - IDRD - PROYECCIÓN","19,00 %","$ 230.520,01","2023-03-29"]
[100399,"Baranda Cerrami.Patinodromo Barrio(Tub.Negro)","ML","EQUIPO ALQUILER Y MAQUINARIA",null,"0,00 %","0,00"]
[100404,"Baranda cerramiento juego infantil M-80 **","ML","MOBILIARIO URBANO Y SEÑALIZAC.","8956232 - IDRD - MEDIA ARMONICA COTIZACIONES","19,00 %","$ 247.476,01","2023-03-29"]
[100405,"Baranda cerramiento juego infantil M-81(Suministro+Transporte+Instalación)","ML","MOBILIARIO URBANO Y SEÑALIZAC.","860061089 - IDRD - PROYECCIÓN","19,00 %","$ 263.545,00","2022-01-30"]
[100440,"Baranda cerramiento juego infantil M-83 (M-80A)","ML","MOBILIARIO URBANO Y SEÑALIZAC.","860061089 - IDRD - PROYECCIÓN","19,00 %","$ 264.472,00","2023-03-29"]
[103561,"Baranda Curva Ø1 1/2\"+Plat.20x20 - 5/16\"+Plat.7x13","ML","MISCELANEA",null,"0,00 %","0,00"]
[100441,"Baranda Discapacitados **","ML","MOBILIARIO URBANO Y SEÑALIZAC.","8956232 - IDRD - MEDIA ARMONICA COTIZACIONES","19,00 %","$ 223.198,01","2023-03-29"]
[12709,"BARANDA EN VIDRIO TEMPLADO LAMINADO 12 MM CON PASAMANOS ACERO INOXIDABLE H=1.00M - SUMINISTRO","ML","CARPINTERIA METALICA","8956232 - IDRD - MEDIA ARMONICA COTIZACIONES","19,00 %","$ 447.570,00","2020-10-13"]
[101376,"Baranda Jockey/ o patinaje **","M2","EQUIPO ALQUILER Y MAQUINARIA",null,"0,00 %","0,00"]
[101359,"Baranda M-80 con (1) Travesaño Intermedio **","ML","MOBILIARIO URBANO Y SEÑALIZAC.",null,"0,00 %","0,00"]
[101131,"Baranda Met. Escalera Palacio de Los Deportes**","UN","EQUIPO ALQUILER Y MAQUINARIA",null,"0,00 %","0,00"]
[108761,"BARANDA PLASTICA CORAZA FLEXIBLE","ML","TUBERIA",null,"0,00 %","0,00"]
[3808,"BARANDA PROTECTORA /CAMARA","DD","EQUIPO ALQUILER Y MAQUINARIA",null,"0,00 %","0,00"]
[105921,"BarandaM-82 (PasamØ2\"+Tubo laterØ2\"+3Tubos:1.5\")","ML","MOBILIARIO PARQUES","8956232 - IDRD - MEDIA ARMONICA COTIZACIONES","19,00 %","$ 205.996,00","2019-03-04"]
[108489,"BarandaPiscinaPerfilTubularCristalTempladoS/Especi","UN","CARPINTERIA METALICA",null,"0,00 %","0,00"]
[104420,"BARNIZ  (BASE + ACABADO)MADERA","GLN","PINTURAS","860061089 - IDRD - PROYECCIÓN","19,00 %","$ 87.732,00","2022-06-07"]
[103019,"BARNIZ 559 PINTUCO **","GLN","MISCELANEA",null,"0,00 %","0,00"]
[104193,"BARNIZ 70.000-COLPISA ALTA RES. BICOMPONENTE","GL","PINTURAS",null,"0,00 %","0,00"]
[105182,"BARNIZ 980-COLPISA ALTA RES. BICOMPONENTE","GLN","PINTURAS",null,"0,00 %","0,00"]
[105044,"BARNIZ BRILLANTE EXTERIOR","GLN","Barniz","8956232 - IDRD - MEDIA ARMONICA COTIZACIONES","19,00 %","$ 76.339,00","2022-04-08"]
[1027,"BARNIZ BRILLANTE TRANSPARENTE PHILAAC 2100","GLN","Barniz",null,"0,00 %","0,00"]
[104192,"BARNIZ MARINO-COLPISA ALTA RESISTENCIA","GLN","PINTURAS",null,"0,00 %","0,00"]
[1837,"BARNIZ SINTETICO BRILLANTE ICO","GLN","Barniz",null,"0,00 %","0,00"]
[1028,"BARNIZ SINTETICO Int-Ext Brillante SD1 PINTUCO","GLN","Barniz",null,"0,00 %","0,00"]
[104421,"BARNIZ TRANAPARENTE  MADERA","GLN","PINTURAS","860061089 - IDRD - PROYECCIÓN","19,00 %","$ 47.692,00","2022-06-07"]
[1839,"BARNIZ TRANSPARENTE MATE ICO","GLN","Barniz",null,"0,00 %","0,00"]
[1838,"BARNIZ Trns. BRILLANTE EXTERIORES ICO","GLN","Barniz",null,"0,00 %","0,00"]
[3428,"BARRA  AMP ORGANIZACION POSTERIOR","UN","CABLEADO ESTRUCTURADO",null,"0,00 %","0,00"]
[109094,"Barra Antipanico Schlage Ref Von Durpin 98/99 CDRC","UN","CERRADURAS Y HERRAJES",null,"0,00 %","0,00"]
[107920,"BARRA CONTINUA FIJA ALTURA 1,20","UN","MUEBLES ACCESORIOS",null,"0,00 %","0,00"]
[3656,"BARRA DE ENSALADAS","UN","EQUIPOS PARA COCINA",null,"0,00 %","0,00"]
[106462,"Barra de Giro travezaño L=1.47m; Ø=11/4\" e=2.5mm","UN","MOBILIARIO PARQUES",null,"0,00 %","0,00"]
[103811,"BARRA DE GIRO TRAVEZAÑO(Tub. Galv.1\"e=0.09\")Repues","UN","MOBILIARIO URBANO Y SEÑALIZAC.","860061089 - IDRD - PROYECCIÓN","19,00 %","$ 191.865,00","2023-03-30"]
[100218,"Barra de seguridad 18\" d=1 1/4\"Acero inox import**","UN","VARIOS",null,"0,00 %","0,00"]
[100217,"Barra de seguridad 24\" Acero inox import**","UN","VARIOS",null,"0,00 %","0,00"]
[106396,"Barra de Seguridad abatible para Sanitarios","UN","ACCESORIOS",null,"0,00 %","0,00"]
[107309,"Barra de seguridad en acero inosidable 18\" ref 706","UN","GRIFERIAS,APARATOS,ACCESORIOS",null,"0,00 %","0,00"]
[108855,"Barra de Seguridad Horizontal en L","UN","GRIFERIAS,APARATOS,ACCESORIOS",null,"0,00 %","0,00"]
[109167,"Barra de Seguridad plegable para baños","UN","ACCESORIOS",null,"0,00 %","0,00"]
[107308,"BARRA DE SEGURIDAD PLEGABLE PARA BAÑOS PMR EN ACER","UN","GRIFERIAS,APARATOS,ACCESORIOS",null,"0,00 %","0,00"]
[107876,"BARRA OLIMPICA CORTA 10 KG","UN","MOBILIARIO URBANO Y SEÑALIZAC.",null,"0,00 %","0,00"]
[107875,"BARRA OLIMPICA LARGA 20 KG","UN","MOBILIARIO URBANO Y SEÑALIZAC.",null,"0,00 %","0,00"]
[107877,"BARRA OLIMPICA ZETA 10 KG","UN","MOBILIARIO URBANO Y SEÑALIZAC.",null,"0,00 %","0,00"]
[106453,"Barra Para Pasamanos AnguladoTuboØ1\"e=2.5mmL=1.47m","UN","MISCELANEA",null,"0,00 %","0,00"]
[102299,"Barra segurid.18\"Acero Sobrepon.Pared. Import.**","UN","VARIOS",null,"0,00 %","0,00"]
[102298,"Barra segurid.Pared a Piso Acero Imp+Tornil+chazos","UN","VARIOS","860061089 - IDRD - PROYECCIÓN","19,00 %","$ 216.609,00","2022-02-04"]
[104514,"Barra Seguridad 36\" Acero Inox. Satinada 8-AA-536","UN","ACCESORIOS",null,"0,00 %","0,00"]
[102297,"Barra seguridad Discap.para.Sanit.sinTanque Import","UN","VARIOS","860061089 - IDRD - PROYECCIÓN","19,00 %","$ 284.441,00","2023-03-29"]
[102476,"Barraje  en Cobre de 150 AMP.","UN","CAJAS, ARMARIOS, TABLEROS","860061089 - IDRD - PROYECCIÓN","19,00 %","$ 158.360,00","2022-06-08"]
[101635,"Barraje BT preformado 500 A 6x1/2 para caja CS-275","UN","APARATOS ELECTRICOS","860061089 - IDRD - PROYECCIÓN","19,00 %","$ 184.548,00","2023-03-29"]
[107477,"BARRAJE DE 15X7CM X1/4\"","UN","INST. ELECTRICAS",null,"0,00 %","0,00"]
[101877,"Barraje de Tierra TGB CDRC Cometas","UN","APARATOS ELECTRICOS","77777777777 - CONTRATO CONSULTORIA CEFE COMETAS","19,00 %","$ 387.534,00","2019-07-08"]
[101876,"Barraje de Tierra TMGB CDRC Cometas","UN","APARATOS ELECTRICOS","77777777777 - CONTRATO CONSULTORIA CEFE COMETAS","19,00 %","$ 436.265,00","2019-07-08"]
[101630,"Barraje interconexión entre totalizador y transfer","UN","APARATOS ELECTRICOS",null,"0,00 %","0,00"]
[101633,"Barraje interconexión totalizador y transfer 2","UN","APARATOS ELECTRICOS",null,"0,00 %","0,00"]
[103370,"Barraje para neutros de 30 circuitos Legran- tierr","UN","INST. ELECTRICAS","860061089 - IDRD - PROYECCIÓN","19,00 %","$ 473.516,01","2022-01-31"]
[12739,"BARRAJE PUESTA A TIERRA TGB 1/4\"x2\"x20\" PANDUIT","UN","APARATOS ELECTRICOS","555555555555 - IDRD - MEDIANA DE COTIZACIONES","19,00 %","$ 304.368,68","2020-11-25"]
[108995,"Barraje rectangular en cobre con termoencogible","UN","APARATOS ELECTRICOS",null,"0,00 %","0,00"]
[104130,"BARRAS BIOSALUDABLES-IDRD(SUM+TRANSP)","UN","MOBILIARIO URBANO Y SEÑALIZAC.","860061089 - IDRD - PROYECCIÓN","19,00 %","$ 1.891.853,00","2022-01-30"]
[100439,"Barras de giro rodadero","UN","OTROS PREFABRICADOS","555555555555 - IDRD - MEDIANA DE COTIZACIONES","19,00 %","$ 239.378,00","2023-03-29"]
[100438,"Barras rodadero (Sumin e Ins) **","UN","OTROS PREFABRICADOS",null,"0,00 %","0,00"]
[104310,"BarraSeguridad 12\"Acero Inox.Sobrepon a pared","UN","GRIFERIAS,APARATOS,ACCESORIOS",null,"0,00 %","0,00"]
[10662,"BARRERA ANTI RAIZ PARA EL MURO ","M2","FACHADAS","860061089 - IDRD - PROYECCIÓN","19,00 %","$ 14.698,00","2023-03-29"]
[102846,"Barrera Antioxidante **","GLN","IMPERMEABILIZANTES",null,"0,00 %","0,00"]
[2211,"BARRERA CICLO RUTA","UN","PREFABRICADOS CONCRETO",null,"0,00 %","0,00"]
[100480,"Barrera Ciclo Ruta A-130 **","UN","PREFABRICADOS CONCRETO",null,"0,00 %","0,00"]
[100481,"Barrera Ciclo Ruta A-140 **","UN","PREFABRICADOS CONCRETO",null,"0,00 %","0,00"]
[100482,"Barrera Ciclo Ruta A-150 **","UN","PREFABRICADOS CONCRETO",null,"0,00 %","0,00"]
[100483,"Barrera Ciclo Ruta A-160 **","UN","PREFABRICADOS CONCRETO",null,"0,00 %","0,00"]
[103073,"Barrera LLenable L=1.45m;H=0.60; Ab=0.45m","UN","EQUIPO DE SEGURIDAD INDUSTRIAL",null,"0,00 %","0,00"]
[103074,"Barrera LLenableH=0.60m;L=1.45m;Ab=0.45m.Sin Cinta","UN","EQUIPO DE SEGURIDAD INDUSTRIAL",null,"0,00 %","0,00"]
[2175,"BARRERA NEW JERSEY.","UN","PREFABRICADOS CONCRETO",null,"0,00 %","0,00"]
[2174,"BARRERA SEPARADOR VERDE","UN","PREFABRICADOS CONCRETO",null,"0,00 %","0,00"]
[12468,"BASE + FUENTE DE ALIMENTACIÓN 24 VAC O 21-30 VDC SMART STRUXURE-Cefe Cometa","UN","SISTEMAS VENTILACION","77777777777 - CONTRATO CONSULTORIA CEFE COMETAS","19,00 %","$ 478.050,00","2019-09-25"]
[966,"BASE ASFALTICA  COMPACTO MDC-1(Sum+Ext+Comp)","M3","PAVIMENTOS","555555555555 - IDRD - MEDIANA DE COTIZACIONES","19,00 %","$ 550.000,00","2019-03-18"]
[101485,"BASE ASFALTICA SUELTO MDC-1 (En Planta).","M3","PAVIMENTOS","860061089 - IDRD - PROYECCIÓN","19,00 %","$ 471.997,01","2022-01-30"]
[1029,"BASE Blanca P/LACA PINTUCO 7205","GLN","Bases",null,"0,00 %","0,00"]
[105685,"BASE CAJA DE INSPECCION  (400)200X160MM","UN","INST. HIDRAUL/SANIT. Y LAMINAS",null,"0,00 %","0,00"]
[105683,"BASE CAJA DE INSPECCION (315)160X110MM","UN","INST. HIDRAUL/SANIT. Y LAMINAS",null,"0,00 %","0,00"]
[105686,"BASE CAMARA  DE INSPECCION (600) TIPO TANQUE","UN","INST. HIDRAUL/SANIT. Y LAMINAS",null,"0,00 %","0,00"]
[103739,"BASE CILINDRO CANECA M-120","UN","MISCELANEA",null,"0,00 %","0,00"]
[107961,"Base detector estandar 43SM5KB","UN","APARATOS ELECTRICOS",null,"0,00 %","0,00"]
[108191,"BASE EN ÁNGULO PARA UNIDAD CONDENSADORA","UN","SISTEMAS VENTILACION",null,"0,00 %","0,00"]
[108161,"BASE EN NEOPENO","UN","SISTEMAS VENTILACION",null,"0,00 %","0,00"]
[108144,"BASE EN PERFIL METÁLICO PARA EQ. VENT.","UN","SISTEMAS VENTILACION",null,"0,00 %","0,00"]
[109065,"BASE FIJA LED 40\"- 55\" ST-WTV-22F METALICO","UN","SISTEMAS VENTILACION",null,"0,00 %","0,00"]
[103673,"BASE GANULAR B-600  + TRANSPORTE","M3","AGREGADOS",null,"0,00 %","0,00"]
[101809,"BASE GRANULAR (recebo) Sin transporte","M3","AGREGADOS","860061089 - IDRD - PROYECCIÓN","19,00 %","$ 51.742,00","2023-03-17"]
[104201,"Base Granular + Transporte (recebo)","M3","AGREGADOS",null,"0,00 %","0,00"]
[103310,"BASE GRANULAR BG-1 (INVIAS) + Transp.","M3","AGREGADOS","8956232 - IDRD - MEDIA ARMONICA COTIZACIONES","19,00 %","$ 85.023,00","2019-03-07"]
[104156,"BASE GRANULAR BG-1 / BG-2","M3","AGREGADOS",null,"0,00 %","0,00"]
[103986,"BASE GRANULAR BG-2 (INVIAS)","M3","AGREGADOS CONCRETOS Y MORTEROS",null,"0,00 %","0,00"]
[1030,"BASE LACA BLANCA PHILAAC 5001","GLN","Bases",null,"0,00 %","0,00"]
[971,"BASE MDC1 COMPACTO  ESPESOR 7.0 Cm.","M2","PAVIMENTOS",null,"0,00 %","0,00"]
[970,"BASE MDC1 COMPACTO ESPESOR 5.0 Cm.","M2","PAVIMENTOS",null,"0,00 %","0,00"]
[110006,"BASE METALICA PARA LA CONDENSADORA 1,20X0,50M","UN","PLATINAS, TUBOS ESTRUCTU","860061089 - IDRD - PROYECCIÓN","19,00 %","$ 211.240,01","2022-01-31"]
[107396,"Base para cubiertas verdes","M2","ARBOLES Y PLANTAS","47874222222 - CONTRATO CONSULTORIA CDRC 1","19,00 %","$ 2.200,00","2019-10-07"]
[109035,"base para punta captadora","UN","INST. ELECTRICAS","860061089 - IDRD - PROYECCIÓN","19,00 %","$ 40.423,00","2022-01-28"]
[101696,"Base para sensor de humo","UN","APARATOS ELECTRICOS","77777777777 - CONTRATO CONSULTORIA CEFE COMETAS","19,00 %","$ 13.100,00","2019-04-08"]
[101489,"Base plana para punta 5/8\" en cobre","UN","MADERAS",null,"0,00 %","0,00"]
[107479,"BASE PLASTICA","UN","INST. ELECTRICAS",null,"0,00 %","0,00"]
[103755,"BASE PLASTICA PARASOL","UN","MISCELANEA",null,"0,00 %","0,00"]
[100639,"Base pref pozo **","UN","TUBERIA SUBT,REJILLAS,SUMIDER.","8956232 - IDRD - MEDIA ARMONICA COTIZACIONES","19,00 %","$ 881.914,00","2019-08-23"]
[108194,"BASE SOPORTE","UN","SISTEMAS VENTILACION",null,"0,00 %","0,00"]
[108200,"BASE SOPORTE BANCO FILTROS","UN","SISTEMAS VENTILACION",null,"0,00 %","0,00"]
[101490,"Base universal 90° para punta 5/8\" en cobre","UN","INST. ELECTRICAS","860061089 - IDRD - PROYECCIÓN","19,00 %","$ 108.618,00","2022-01-31"]
[108157,"BASES ANTIVIBRATORIAS CON RESORTE Y NEOPRENO","UN","SISTEMAS VENTILACION",null,"0,00 %","0,00"]
[108139,"BASES ANTIVIBRATORIAS EQ VENTILACIÓN","UN","MISCELANEA",null,"0,00 %","0,00"]
[103291,"BASES MESON GRANITO NEGRO SAN GABRIEL 4.74m **","UN","MISCELANEA",null,"0,00 %","0,00"]
[2355,"BASTIDOR ABARCO","UN","MADERAS",null,"0,00 %","0,00"]
[2359,"BASTIDOR AMARILLO","UN","MADERAS",null,"0,00 %","0,00"]
[108817,"BASURERA RECTANGULAR CONCRETO L=55 cm a 40 H=94 cm","UN","PREFABRICADOS CONCRETO",null,"0,00 %","0,00"]
[107706,"BATERIA","UN","INST. ELECTRICAS",null,"0,00 %","0,00"]
[107971,"Bateria panel 12V 24A 12V24A","UN","APARATOS ELECTRICOS",null,"0,00 %","0,00"]
[105871,"Bateria para planta electrica 8dt 1600","UN","EQUIPOS ESPECIALES",null,"0,00 %","0,00"]
[103007,"Batería tractor 22NFIS-440 **","UN","FERRETERIA Y HERRAMIENTAS",null,"0,00 %","0,00"]
[107984,"Baterias 12 VDC 50Ah 12VDC50Ah","UN","APARATOS ELECTRICOS",null,"0,00 %","0,00"]
[103250,"BAYETILLA","UN","MISCELANEA","860061089 - IDRD - PROYECCIÓN","19,00 %","$ 4.034,00","2022-06-07"]
[101442,"Bebedero M-110 **","UN","OTROS PREFABRICADOS","860061089 - IDRD - PROYECCIÓN","19,00 %","$ 2.789.863,00","2022-01-30"]
[105787,"BebederoCaninoDobleAceroInox.304Cal.16 (DiseñoIDRD","UN","MOBILIARIO URBANO Y SEÑALIZAC.","860061089 - IDRD - PROYECCIÓN","19,00 %","$ 1.761.725,00","2022-12-28"]
[102899,"BebederoDual Concreto S.Hidrauli UHPC Según Diseño","UN","MOBILIARIO PARQUES","860061089 - IDRD - PROYECCIÓN","19,00 %","$ 4.813.843,00","2022-01-30"]
[105189,"BELLA HELENA  - Planta ornamental","UN","ARBOLES Y PLANTAS",null,"0,00 %","0,00"]
[105085,"BENITIN DE 1. TONELADAS (Oper+Comb)","DD","EQUIPOS DE COMPACTACION","860061089 - IDRD - PROYECCIÓN","19,00 %","$ 241.991,00","2023-03-24"]
[101242,"BENITIN DE 2. TONELADAS (Oper+Comb)","DD","EQUIPOS DE COMPACTACION",null,"0,00 %","0,00"]
[3305,"BENITIN DE 2.5 TONELADAS","HR","EQUIPOS DE COMPACTACION",null,"0,00 %","0,00"]
[105625,"BENTONITA SODICA SACO DE 50 KG","KG","PILOTAJE","860061089 - IDRD - PROYECCIÓN","19,00 %","$ 1.080,00","2022-01-30"]
[108532,"Bergenia/Bergenia Winterglut","UN","JARDINERIA Y GRAMAS",null,"0,00 %","0,00"]
[4030,"BIBLIOTECA MODULAR 6 ENTREPAÑOS REF. 6.2107.52.01","UN","MUEBLES Y CLOSETS",null,"0,00 %","0,00"]
[105151,"Bicarbinato de Sodio x Kilogramo","KG","MISCELANEA","860061089 - IDRD - PROYECCIÓN","19,00 %","$ 3.190,00","2022-02-09"]
[12535,"BICEPS PREDICADOR (BICEPS CURL) OSBC - FUERZA","UN","DOTACION GIMNASIOS CEFE EQUIPOS PARA FUERZA","125457845 - FITNESS MARKET","19,00 %","$ 12.526.982,00","2019-10-23"]
[107857,"BICEPS PREDICADOR (Biceps Curl/200 LBS)","UN","MOBILIARIO URBANO Y SEÑALIZAC.",null,"0,00 %","0,00"]
[107842,"BICICLETA ERGO BASIC","UN","MOBILIARIO URBANO Y SEÑALIZAC.",null,"0,00 %","0,00"]
[12517,"BICICLETA INDOOR IC4  ACTIVATE SERIES  (IC4 INDOOR CYCLE) CARDIO","UN","DOTACION GIMNASIOS CEFE EQUIPOS PARA CARDIO","125457845 - FITNESS MARKET","19,00 %","$ 7.273.697,00","2019-10-22"]
[107840,"BICICLETA RECUMBENT (Recumbent Bike)","UN","MOBILIARIO URBANO Y SEÑALIZAC.",null,"0,00 %","0,00"]
[12515,"BICICLETA RECUMBENT OSR ACTIVATE SERIES (Bicicleta Life fitness-Recumbent Activate Series) CARDIO","UN","DOTACION GIMNASIOS CEFE","125457845 - FITNESS MARKET","19,00 %","$ 14.383.530,00","2019-10-22"]
[107841,"BICICLETA VERTICAL (Upright Cycle U3x)","UN","MOBILIARIO URBANO Y SEÑALIZAC.",null,"0,00 %","0,00"]
[12516,"BICICLETA VERTICAL OSC ACTIVATE SERIES (Bicicleta lite fit-ness upright, Activate Series) CARDIO","UN","DOTACION GIMNASIOS CEFE","125457845 - FITNESS MARKET","19,00 %","$ 13.373.042,00","2019-10-22"]
[101374,"Bicicletero / Cicloparquedero  M-100 (Sum) **","UN","PREFABRICADOS METALICOS","66665555555 - IDRD - MEDIA ARITMETICA DE COTIZACIONES","19,00 %","$ 409.360,00","2019-03-13"]
[105887,"Bicicletero Acero Inox. en espiral (10 Puestos)","UN","MOBILIARIO PARQUES","860061089 - IDRD - PROYECCIÓN","19,00 %","$ 2.863.345,00","2023-03-28"]
[105238,"Bicicletero de espiral acero inoxidable","UN","PREFABRICADOS METALICOS",null,"0,00 %","0,00"]
[100401,"Bicicletero M-101 **","UN","PREFABRICADOS METALICOS","860061089 - IDRD - PROYECCIÓN","19,00 %","$ 846.249,00","2023-03-29"]
[539,"BIDE STILO BONE  CRNA","UN","APARATOS",null,"0,00 %","0,00"]
[538,"BIDET  ELITE Blanco","UN","APARATOS",null,"0,00 %","0,00"]
[540,"BIDET TREVI CRNA","UN","APARATOS",null,"0,00 %","0,00"]
[104461,"BIOSALUDABLE  MASAJEADOR DE ESPALDA","UN","MOBILIARIO URBANO Y SEÑALIZAC.","860061089 - IDRD - PROYECCIÓN","19,00 %","$ 2.929.753,00","2023-03-30"]
[104456,"BIOSALUDABLE BICICLETA ESTÁTICA","UN","MOBILIARIO URBANO Y SEÑALIZAC.","860061089 - IDRD - PROYECCIÓN","19,00 %","$ 2.081.923,00","2022-12-21"]
[104455,"BIOSALUDABLE ELIPTICA","UN","MOBILIARIO URBANO Y SEÑALIZAC.","860061089 - IDRD - PROYECCIÓN","19,00 %","$ 2.534.365,00","2022-12-21"]
[104124,"BIOSALUDABLE FLEXION DE ESPALDA (Acensor)","UN","MOBILIARIO URBANO Y SEÑALIZAC.","8956232 - IDRD - MEDIA ARMONICA COTIZACIONES","19,00 %","$ 2.848.736,00","2022-05-11"]
[102054,"Birda PVC Presión Ø6\"  CRDC COMETAS","UN","PISCINAS","77777777777 - CONTRATO CONSULTORIA CEFE COMETAS","19,00 %","$ 70.000,00","2019-07-04"]
[100961,"BISAGRA  3\" Tipo Muñeca","UN","FERRETERIA",null,"0,00 %","0,00"]
[474,"BISAGRA CAPSULA ½\"   PAR","UN","FERRETERIA","555555555555 - IDRD - MEDIANA DE COTIZACIONES","19,00 %","$ 1.850,00","2023-03-08"]
[475,"BISAGRA CAPSULA 3/4\" PAR","UN","FERRETERIA",null,"0,00 %","0,00"]
[100839,"BISAGRA CAPSULADA 1\"","PAR","FERRETERIA","555555555555 - IDRD - MEDIANA DE COTIZACIONES","19,00 %","$ 21.953,00","2023-03-16"]
[102787,"BISAGRA DE ALA GALVANIZADA 3PG 2UND","UN","FERRETERIA","860061089 - IDRD - PROYECCIÓN","19,00 %","$ 5.228,00","2022-01-27"]
[340,"BISAGRA DE HIERRO","PAR","FERRETERIA",null,"0,00 %","0,00"]
[472,"BISAGRA EN COBRE CABEZA PLANA 3\"","UN","FERRETERIA","860061089 - IDRD - PROYECCIÓN","19,00 %","$ 12.111,00","2022-01-28"]
[104713,"BISAGRA HIDRÁULICA SPEEDY M-25 FUERZA ROJA","UN","CERRADURAS Y HERRAJES","860061089 - IDRD - PROYECCIÓN","19,00 %","$ 549.893,00","2023-03-28"]
[473,"BISAGRA NUDO 2 1/2\"  EN COBRE CABEZA PLANA","UN","FERRETERIA","8956232 - IDRD - MEDIA ARMONICA COTIZACIONES","19,00 %","$ 4.269,01","2023-03-08"]
[102789,"BISAGRA OMEGA PUERTA 3PULG DORADA X 3UND","UN","FERRETERIA","860061089 - IDRD - PROYECCIÓN","19,00 %","$ 2.464,00","2022-01-28"]
[104576,"BISAGRA PARA MUEBLE PARCHE CIERRE LENTO 35mm","UN","FERRETERIA Y HERRAMIENTAS",null,"0,00 %","0,00"]
[102800,"BISAGRA PARCHE RECTA 26MM 2UND 95GRADOS","UN","FERRETERIA","860061089 - IDRD - PROYECCIÓN","19,00 %","$ 2.689,00","2022-01-28"]
[106423,"Bisagra Perno Anticada 3x2.5pgCal.2.5mm","UN","FERRETERIA",null,"0,00 %","0,00"]
[1171,"BISAGRA PISO DORADA PINTADA INAFER","UN","CERRADURAS Y HERRAJES",null,"0,00 %","0,00"]
[3756,"BISAGRA PISTON O PIVOTE LARGA DIAM 1\" X LONG 4\"","UN","FERRETERIA","555555555555 - IDRD - MEDIANA DE COTIZACIONES","19,00 %","$ 6.344,00","2023-03-13"]
[106480,"BISAGRA REDONDA  (CÁPSULA O PISTON)  DE 5/8\" HIERR","UN","FERRETERIA",null,"0,00 %","0,00"]
[105544,"BISAGRA REDONDA O DE CAPSULA (1\") L=14.5CM Par","UN","FERRETERIA Y HERRAMIENTAS","8956232 - IDRD - MEDIA ARMONICA COTIZACIONES","19,00 %","$ 28.781,01","2022-06-09"]
[102804,"BISAGRA T 5PG GALVANIZADA 2UND","UN","FERRETERIA","860061089 - IDRD - PROYECCIÓN","19,00 %","$ 4.700,00","2022-01-28"]
[102117,"BISTURÍ ERGONÓMICO 18MM REDLINE","UN","MISCELANEA","860061089 - IDRD - PROYECCIÓN","19,00 %","$ 29.468,01","2022-02-09"]
[100418,"Bizcocho TAPA POZO INSPECCION    **","UN","TUBERIA SUBT,REJILLAS,SUMIDER.",null,"0,00 %","0,00"]
[108643,"BL2 Luminaria Bolardo Exterior  cortoLED10.8W-1400","UN","MISCELANEA",null,"0,00 %","0,00"]
[104430,"BLACK INSERT-SUPLEMENTO","UN","INST. ELECTRICAS","895412 - MEM LTDA","19,00 %","$ 493,01","2019-12-17"]
[101127,"Black out negro **","M2","Enchapes",null,"0,00 %","0,00"]
[101553,"Black Theater 1\" 0.61 x 1.22 Fiberglass","M2","DRYWALL","860061089 - IDRD - PROYECCIÓN","19,00 %","$ 31.637,34","2020-01-14"]
[2647,"BLINDAJE REJILLAS DE VENTILACION  X 30 MTS h","ML","VIDRIOS Y ESPEJOS",null,"0,00 %","0,00"]
[100964,"BLOQ. CONCRETO 20X20X40 + Transporte","UN","BLOQUE BOGOTA",null,"0,00 %","0,00"]
[100547,"BLOQ.ESTR.MEDIO 18x19x16 Piedra-Liso Obra Color","UN","BLOQUE BOGOTA",null,"0,00 %","0,00"]
[100544,"BLOQ.ESTR.MEDIO 18x19x16 Piedra-Liso Obra Gris","UN","BLOQUE BOGOTA",null,"0,00 %","0,00"]
[1777,"BLOQUE #3 YOMASA 31.5x23x7 Perforado Fab.","UN","BLOQUE BOGOTA",null,"0,00 %","0,00"]
[2143,"BLOQUE #3 YOMASA 31.5x23x7 Perforado Obra","UN","BLOQUE BOGOTA",null,"0,00 %","0,00"]
[31912,"BLOQUE #4  300 x 200 x 100","UN","BLOQUE BOGOTA",null,"0,00 %","0,00"]
[31913,"BLOQUE #4 32 x 20 x 9","UN","BLOQUE BOGOTA",null,"0,00 %","0,00"]
[1689,"BLOQUE #4 STA/FE 33x23x9 Fab.","UN","BLOQUE BOGOTA",null,"0,00 %","0,00"]
[114,"BLOQUE #4 STA/FE 33x23x9 Obra","UN","BLOQUE BOGOTA","8956232 - IDRD - MEDIA ARMONICA COTIZACIONES","0,00 %","$ 1.080,00","2019-03-05"]
[2409,"BLOQUE #4 USME 16.5x23x9 Medio Fab.","UN","BLOQUE BOGOTA",null,"0,00 %","0,00"]
[1965,"BLOQUE #4 USME TRADICIONAL 33x23x9 Fab.","UN","BLOQUE BOGOTA",null,"0,00 %","0,00"]
[1778,"BLOQUE #4 YOMASA 30x20x10 Estandar Fab.","UN","BLOQUE BOGOTA",null,"0,00 %","0,00"]
[2145,"BLOQUE #4S YOMASA 30x20x10 Perforado Obra","UN","BLOQUE BOGOTA",null,"0,00 %","0,00"]
[116,"BLOQUE #5 33x23x11.5 Obra Perf.Vertical + Trans","UN","BLOQUE BOGOTA","860061089 - IDRD - PROYECCIÓN","0,00 %","$ 1.935,00","2023-03-29"]
[1690,"BLOQUE #5 STA/FE 33x23x11.5 Fab.","UN","BLOQUE BOGOTA","555555555555 - IDRD - MEDIANA DE COTIZACIONES","0,00 %","$ 999,00","2019-03-28"]
[1966,"BLOQUE #5 TRADICIONAL 33x23x12  + TRANSPORTE","UN","BLOQUE BOGOTA","860061089 - IDRD - PROYECCIÓN","0,00 %","$ 1.367,00","2023-03-28"]
[2408,"BLOQUE #5 USME TRADIC. 16.5x23x12 Medio Fab.","UN","BLOQUE BOGOTA",null,"0,00 %","0,00"]
[1779,"BLOQUE #5S YOMASA 30x20x12 Perforado Fab.","UN","BLOQUE BOGOTA",null,"0,00 %","0,00"]
[2148,"BLOQUE #5S YOMASA 30x20x12 Perforado Obra","UN","BLOQUE BOGOTA",null,"0,00 %","0,00"]
[108515,"bloque 15 x 20 x 40 12 mpa gris 15.0 kg ntc 4026","UN","BLOQUE BOGOTA",null,"0,00 %","0,00"]
[104281,"BLOQUE ALIGERANT.BLOQELON SANTAFE(8X23X80CM)","UN","BLOQUES Y LADRILLOS",null,"0,00 %","0,00"]
[104952,"BLOQUE CEMENTO TIPO SPLIT 15X20X40","UN","BLOQUE BOGOTA",null,"0,00 %","0,00"]
[100627,"Bloque concreto  10x20x20 medio Fab.   **","UN","BLOQUE BOGOTA",null,"0,00 %","0,00"]
[100629,"Bloque concreto  12x20x20 medio Fab.   **","UN","BLOQUE BOGOTA",null,"0,00 %","0,00"]
[100628,"Bloque concreto  12x20x40 enteroFab.   **","UN","BLOQUE BOGOTA","789630 - ABENSALA PREFABRICADOS EXITO S.A.S.","0,00 %","$ 2.657,00","2019-12-18"]
[100631,"Bloque concreto  15x20x20 medio Fab.   **","UN","BLOQUE BOGOTA",null,"0,00 %","0,00"]
[100630,"Bloque concreto  15x20x40 enteroFab.   **","UN","BLOQUE BOGOTA",null,"0,00 %","0,00"]
[100633,"Bloque concreto  20x20x20 medio Fab.   **","UN","BLOQUE BOGOTA",null,"0,00 %","0,00"]
[100632,"Bloque concreto  20x20x40 enteroFab.   **","UN","BLOQUE BOGOTA",null,"0,00 %","0,00"]
[108520,"Bloque concreto 12x20x40 enteroFab. **","UN","BLOQUE BOGOTA",null,"0,00 %","0,00"]
[106,"BLOQUE CONCRETO CONCREBLOCK 10x20x40 Fab.","UN","BLOQUE BOGOTA",null,"0,00 %","0,00"]
[107,"BLOQUE CONCRETO CONCREBLOCK 20x20x40 Fab.","UN","BLOQUE BOGOTA",null,"0,00 %","0,00"]
[108029,"BLOQUE CONCRETO CONCREBLOCK 20x20x40 Obra","UN","BLOQUE BOGOTA",null,"0,00 %","0,00"]
[103044,"BLOQUE CONCRETO ESTRIADO 14X19X39 EN OBRA","UN","BLOQUE MEDELLIN","860061089 - IDRD - PROYECCIÓN","19,00 %","$ 3.920,00","2022-06-08"]
[108509,"bloque concreto tipo tolete 15 x 10 x 40 color are","UN","BLOQUE BOGOTA",null,"0,00 %","0,00"]
[2207,"BLOQUE DE CEMENTO CUADRATICO  (40x40x0.6)","M2","PREFABRICADOS CONCRETO",null,"0,00 %","0,00"]
[3434,"BLOQUE DE CONEXION AMP 110CX 4 P","UN","CABLEADO ESTRUCTURADO",null,"0,00 %","0,00"]
[3912,"BLOQUE DE EMPRADIZADO 35x35x6.5   FIBRIT","M2","Pisos","860061089 - IDRD - PROYECCIÓN","19,00 %","$ 55.211,00","2022-01-31"]
[2624,"BLOQUE DIV. CONCRETODO 10x20x40 Fab.","UN","BLOQUE MEDELLIN",null,"0,00 %","0,00"]
[2373,"BLOQUE DIV. MODULARES 9.5x19x39 Estrd. Obra","UN","BLOQUE BOGOTA",null,"0,00 %","0,00"]
[2374,"BLOQUE DIV. MODULARES 9x19x19 Liso Obra","UN","BLOQUE BOGOTA",null,"0,00 %","0,00"]
[110,"BLOQUE DIV. MODULARES 9x19x39 Liso Obra","UN","BLOQUE BOGOTA",null,"0,00 %","0,00"]
[2378,"BLOQUE ENCHAPE EA-10","UN","ENCHAPES,PISOS,ALFOMBRAS,PAPEL",null,"0,00 %","0,00"]
[2377,"BLOQUE ENCHAPE TEI-18","UN","ENCHAPES,PISOS,ALFOMBRAS,PAPEL",null,"0,00 %","0,00"]
[2376,"BLOQUE ENCHAPE TPI-16","UN","ENCHAPES,PISOS,ALFOMBRAS,PAPEL",null,"0,00 %","0,00"]
[112,"BLOQUE ESCORIA CONCREBLOCK 10x20x40  Fab.","UN","BLOQUE BOGOTA",null,"0,00 %","0,00"]
[93,"BLOQUE ESCORIA CONCREBLOCK 15x20x60  Fab.","UN","BLOQUE BOGOTA",null,"0,00 %","0,00"]
[113,"BLOQUE ESCORIA CONCREBLOCK 20x20x40  Fab.","UN","BLOQUE BOGOTA",null,"0,00 %","0,00"]
[2362,"BLOQUE ESTRUCT. MODULARES 19x19x19 Liso Obra","UN","BLOQUE BOGOTA",null,"0,00 %","0,00"]
[2365,"BLOQUE ESTRUCT. MODULARES 36x19x16 Pdra. Obra","UN","BLOQUE BOGOTA",null,"0,00 %","0,00"]
[2375,"BLOQUE ESTRUCT. MODULARES 39x19x12.5 Estrd.Obra","UN","BLOQUE BOGOTA",null,"0,00 %","0,00"]
[2364,"BLOQUE ESTRUCT. MODULARES 39x19x16 Pdra. Obra","UN","BLOQUE BOGOTA",null,"0,00 %","0,00"]
[111,"BLOQUE ESTRUCT. MODULARES 39x19x18 Estrd. Obra","UN","BLOQUE BOGOTA",null,"0,00 %","0,00"]
[100542,"BLOQUE ESTRUCT.36x19x16 Pied-Pied Obra Color","UN","BLOQUE BOGOTA",null,"0,00 %","0,00"]
[103028,"BLOQUE GRAMOQUIN 60X40X8CM + Transporte","UN","PREFABRICADOS",null,"0,00 %","0,00"]
[103491,"BLOQUE GRAMOQUIN Adoquin ecologico e=0.09 (43x29)","M2","CONCRETOS","860061089 - IDRD - PROYECCIÓN","19,00 %","$ 87.042,55","2023-03-28"]
[103995,"BLOQUE MADERA 18X18X3 MTS","UN","MISCELANEA",null,"0,00 %","0,00"]
[104313,"BLOQUE MEDIO #5(33X11.5X11.5CM) HELIOS","UN","BLOQUES Y LADRILLOS",null,"0,00 %","0,00"]
[102365,"BloqueCementoCuadradoGris(10x10x6cm)Suministro","UN","BLOQUE BOGOTA","8956232 - IDRD - MEDIA ARMONICA COTIZACIONES","0,00 %","$ 474,00","2019-07-17"]
[102367,"BloqueCementoCuadradoGris(20x20x6cm)Suministro","UN","BLOQUE BOGOTA","8956232 - IDRD - MEDIA ARMONICA COTIZACIONES","0,00 %","$ 1.755,00","2019-07-17"]
[105423,"BLOQUEO Y TRASLADO DE ARBOLES Arbol (5 – 9,99m)","UN","JARDINERIA Y GRAMAS","860061089 - IDRD - PROYECCIÓN","19,00 %","$ 510.773,00","2023-03-28"]
[105421,"BLOQUEO Y TRASLADO DE ARBOLES Arbol(2 – 4m)","UN","JARDINERIA Y GRAMAS","66665555555 - IDRD - MEDIA ARITMETICA DE COTIZACIONES","19,00 %","$ 493.660,00","2019-03-13"]
[105424,"BLOQUEO Y TRASLADO DE ARBOLESArbol entre10–14m","UN","JARDINERIA Y GRAMAS",null,"0,00 %","0,00"]
[108415,"Bloqueo,Traslado y Tala Arboles Existentes","GL","ARBOLES Y PLANTAS",null,"0,00 %","0,00"]
[105254,"Bocel (1/4) laminado nacional **","ML","Pisos",null,"0,00 %","0,00"]
[103346,"Bocel (perfil T) laminado nacional **","ML","ENCHAPES,PISOS,ALFOMBRAS,PAPEL",null,"0,00 %","0,00"]
[102715,"BOCEL MADERA TRIANGULAR BLANCO(2X2CM) L=2.5M","ML","PISOS  Y GUARDAESCOBAS","860061089 - IDRD - PROYECCIÓN","19,00 %","$ 2.314,00","2023-03-27"]
[102999,"Bocina de prueba de tonos **","UN","FERRETERIA Y HERRAMIENTAS",null,"0,00 %","0,00"]
[102735,"bola cobre d=1/2\"Helbert.o Similar (175PSI) **","UN","ACCESORIOS HIDROSANITARIOS",null,"0,00 %","0,00"]
[101355,"BOLARDO  M-61 Bajo enConcreto (Sumin)","UN","PREFABRICADOS CONCRETO","860061089 - IDRD - PROYECCIÓN","19,00 %","$ 78.767,00","2023-03-29"]
[100455,"Bolardo alto en Acero M-63   (suministro)   **","UN","PREFABRICADOS CONCRETO","555555555555 - IDRD - MEDIANA DE COTIZACIONES","19,00 %","$ 146.803,01","2023-03-29"]
[101356,"Bolardo alto en Fundición Gris M-63   (suministro)","UN","PREFABRICADOS CONCRETO",null,"0,00 %","0,00"]
[100454,"Bolardo bajo en Acero M-62   (suministro)   **","UN","PREFABRICADOS CONCRETO",null,"0,00 %","0,00"]
[101357,"Bolardo bajo en Fundición Gris M-62   (suministro)","UN","PREFABRICADOS CONCRETO",null,"0,00 %","0,00"]
[103039,"Bolardo bajo hierro M-62 **","UN","MOBILIARIO URBANO Y SEÑALIZAC.","860061089 - IDRD - PROYECCIÓN","19,00 %","$ 137.249,00","2023-03-29"]
[2176,"BOLARDO CIRCULAR M-60","UN","PREFABRICADOS CONCRETO","860061089 - IDRD - PROYECCIÓN","19,00 %","$ 102.032,00","2023-03-24"]
[101354,"BOLARDO CIRCULAR M-60 Alto enConcreto","UN","PREFABRICADOS CONCRETO",null,"0,00 %","0,00"]
[2212,"BOLARDO EN HIERRO TIPO IDU.","UN","PREFABRICADOS CONCRETO",null,"0,00 %","0,00"]
[101754,"BolardoLED95cm13.6W1216lm3000k-CRDC-COMETAS","UN","LAMPARAS","77777777777 - CONTRATO CONSULTORIA CEFE COMETAS","19,00 %","$ 3.186.399,93","2019-10-08"]
[104003,"BOLILLO SAPAN 10mm PARA TARUGO 2.70mts","UN","MISCELANEA",null,"0,00 %","0,00"]
[105734,"BOLSA INDUST. BASURA CAL-2 ; PAQ.DE 25 UN (70X100C","UN","ELEMENTOS DE ASEO",null,"0,00 %","0,00"]
[105481,"BOLSAS INDUSTRIALES PARA BASURA PAQX25(tama70x100c","UN","ELEMENTOS DE ASEO",null,"0,00 %","0,00"]
[2388,"BOMBA A/NEGRAS 3\" 1HP SUMERGIB","UN","EQUIPOS PRESION Y BOMBAS",null,"0,00 %","0,00"]
[408,"BOMBA A/NEGRAS 3\" 2HP SUMERGIB","UN","EQUIPOS PRESION Y BOMBAS",null,"0,00 %","0,00"]
[3122,"BOMBA ALTA PRESION 10HP (suministro + transporte)","UN","EQUIPOS PRESION Y BOMBAS","860061089 - IDRD - PROYECCIÓN","19,00 %","$ 4.109.398,00","2023-03-31"]
[102239,"BOMBA ALTA PRESION 25HP","UN","EQUIPOS PRESION Y BOMBAS",null,"0,00 %","0,00"]
[2021,"BOMBA ALTA PRESION 3 HP","UN","EQUIPOS PRESION Y BOMBAS",null,"0,00 %","0,00"]
[3118,"BOMBA ALTA PRESION 5HP","UN","EQUIPOS PRESION Y BOMBAS",null,"0,00 %","0,00"]
[3119,"BOMBA ALTA PRESION 6.6HP","UN","EQUIPOS PRESION Y BOMBAS",null,"0,00 %","0,00"]
[3120,"BOMBA ALTA PRESION 7.5HP","UN","EQUIPOS PRESION Y BOMBAS","860061089 - IDRD - PROYECCIÓN","19,00 %","$ 2.708.258,00","2022-01-24"]
[3104,"BOMBA AUTOCEBANTE  3.5HP GASOLINA","UN","EQUIPOS PRESION Y BOMBAS",null,"0,00 %","0,00"]
[3116,"BOMBA AUTOCEBANTE 16HP","UN","EQUIPOS PRESION Y BOMBAS",null,"0,00 %","0,00"]
[3115,"BOMBA AUTOCEBANTE 6.5 HP","UN","EQUIPOS PRESION Y BOMBAS",null,"0,00 %","0,00"]
[3117,"BOMBA AUTOCEBANTE DIESEL 11.0 HP","UN","EQUIPOS PRESION Y BOMBAS",null,"0,00 %","0,00"]
[3112,"BOMBA CARACOL 1/4HP  EC - 2S","UN","EQUIPOS PRESION Y BOMBAS",null,"0,00 %","0,00"]
[3113,"BOMBA CARACOL 1HP   EC - 210 - S","UN","EQUIPOS PRESION Y BOMBAS",null,"0,00 %","0,00"]
[3114,"BOMBA CARACOL 2HP   EC - 220 - S","UN","EQUIPOS PRESION Y BOMBAS",null,"0,00 %","0,00"]
[107260,"BOMBA CONTRA INCENDIO 750 GPM @ 135 PSI","UN","RED CONTRA INCENDIO",null,"0,00 %","0,00"]
[108163,"BOMBA DE CONDENSADO A 220/1/60","UN","SISTEMAS VENTILACION",null,"0,00 %","0,00"]
[108193,"BOMBA DE CONDENSADO A 220V","UN","SISTEMAS VENTILACION",null,"0,00 %","0,00"]
[100998,"BOMBA EQUIPO PRESION 2.4 HP","UN","EQUIPOS PRESION Y BOMBAS",null,"0,00 %","0,00"]
[102282,"BOMBA ESPECIAL PARA LA COLUMNA RECIRCULACION - CEFE COMETAS","UN","EQUIPOS PRESION Y BOMBAS","77777777777 - CONTRATO CONSULTORIA CEFE COMETAS","19,00 %","$ 2.291.379,00","2019-07-15"]
[102281,"BOMBA ESPECIAL RECIRCULACION ENTRE TANQUE Y CALDERINES CEFE COMETAS","UN","EQUIPOS PRESION Y BOMBAS","77777777777 - CONTRATO CONSULTORIA CEFE COMETAS","19,00 %","$ 1.681.034,00","2019-07-15"]
[371,"BOMBA ESTACIONARIA DE CONCRETO","M3","EQUIPO ALQUILER Y MAQUINARIA","860061089 - IDRD - PROYECCIÓN","19,00 %","$ 34.492,00","2023-03-24"]
[13031,"Bomba Eyectora sumergible 1HP","UN","FERRETERIA Y HERRAMIENTAS","860061089 - IDRD - PROYECCIÓN","19,00 %","$ 1.568.248,00","2022-01-26"]
[101370,"BOMBA INYECCION LECHADA ANCLAJE CEFE COMETA","HR","EQUIPO ALQUILER Y MAQUINARIA","77777777777 - CONTRATO CONSULTORIA CEFE COMETAS","19,00 %","$ 15.387,00","2019-04-02"]
[3108,"BOMBA JET MULTIETAPAS  3.6 HP","UN","EQUIPOS PRESION Y BOMBAS",null,"0,00 %","0,00"]
[3110,"BOMBA JET MULTIETAPAS  6.6HP","UN","EQUIPOS PRESION Y BOMBAS",null,"0,00 %","0,00"]
[3111,"BOMBA JET MULTIETAPAS  9.0 HP","UN","EQUIPOS PRESION Y BOMBAS",null,"0,00 %","0,00"]
[107262,"BOMBA JOCKEY","UN","RED CONTRA INCENDIO",null,"0,00 %","0,00"]
[13185,"BOMBA LANZADO DE CONCRETO ","M3","EQUIPO ALQUILER Y MAQUINARIA","6555555555 - IDRD - MENOR VALOR   DE COTIZACIONES","19,00 %","$ 62.286,00","2022-05-24"]
[101394,"BOMBA PARA GATO TENSONAMIENTO CEFE COMETAS","HR","EQUIPOS DE AIRE","77777777777 - CONTRATO CONSULTORIA CEFE COMETAS","19,00 %","$ 49.189,00","2019-04-02"]
[107098,"BOMBA PARA PRUEBAS DE PRESIÓN","HR","INST. HIDRAUL/SANIT. Y LAMINAS",null,"0,00 %","0,00"]
[101917,"BOMBA SUMERGIBLE 1/2 HP A 2 METROS","UN","MISCELANEA","8956232 - IDRD - MEDIA ARMONICA COTIZACIONES","19,00 %","$ 839.214,00","2019-05-17"]
[102444,"BOMBA SUMERGIBLE AGUAS NEGRAS 0.4HP","UN","EQUIPOS PRESION Y BOMBAS",null,"0,00 %","0,00"]
[102109,"BOMBA SUMERGIBLE AGUAS NEGRAS 1HP","UN","EQUIPOS PRESION Y BOMBAS",null,"0,00 %","0,00"]
[102445,"BOMBA SUMERGIBLE AGUAS NEGRAS 2HP","UN","EQUIPOS PRESION Y BOMBAS",null,"0,00 %","0,00"]
[102446,"BOMBA SUMERGIBLE AGUAS NEGRAS 3/4 HP","UN","EQUIPOS PRESION Y BOMBAS",null,"0,00 %","0,00"]
[1972,"BOMBA SUMERGIBLE POZO 4\" 1HP","UN","EQUIPOS PRESION Y BOMBAS",null,"0,00 %","0,00"]
[102074,"BombaCentrifugaQ:41 M³/H; 5,5 HpCRDC-Cometas","UN","PISCINAS","77777777777 - CONTRATO CONSULTORIA CEFE COMETAS","19,00 %","$ 6.799.999,99","2019-07-05"]
[101892,"BombaCentrifugaQ:70 M³/H; 7,5 HpCRDC-Cometas","UN","PISCINAS","77777777777 - CONTRATO CONSULTORIA CEFE COMETAS","19,00 %","$ 24.452.715,00","2019-04-24"]
[108090,"BOMBAS EYECTORAS CON H = 6.26M Y Q=3.0 L/S","UN","INST. HIDRAUL/SANIT. Y LAMINAS",null,"0,00 %","0,00"]
[108809,"Bombas eyectoras san cristobal","UN","REGISTROS Y CHEQUES",null,"0,00 %","0,00"]
[103959,"Bombilla  250 W Metal Halide Tubular","UN","INST. ELECTRICAS","860061089 - IDRD - PROYECCIÓN","19,00 %","$ 46.192,00","2022-06-06"]
[103960,"Bombilla  400 W Metal Halide","UN","INST. ELECTRICAS","860061089 - IDRD - PROYECCIÓN","19,00 %","$ 53.025,00","2022-06-06"]
[103957,"Bombilla  70 W Metal Halide","UN","LAMPARAS","860061089 - IDRD - PROYECCIÓN","19,00 %","$ 42.296,00","2022-06-06"]
[108585,"Bombilla (LED A6725WW Duralamp) 22W 2800k","UN","MISCELANEA",null,"0,00 %","0,00"]
[104390,"BOMBILLA 1000 W Metal Halide Oboide Claro","UN","INST. ELECTRICAS","860061089 - IDRD - PROYECCIÓN","19,00 %","$ 169.697,00","2023-03-24"]
[103958,"Bombilla 150 W Metal Halide Oboide","UN","LAMPARAS","860061089 - IDRD - PROYECCIÓN","19,00 %","$ 90.699,00","2022-06-06"]
[104121,"bombilla 150 W Sodio","UN","MISCELANEA",null,"0,00 %","0,00"]
[104122,"bombilla 250 W Sodio","UN","INST. ELECTRICAS","860061089 - IDRD - PROYECCIÓN","19,00 %","$ 48.117,00","2022-06-06"]
[104120,"bombilla 70 W Sodio","UN","MISCELANEA",null,"0,00 %","0,00"]
[104988,"BOMBILLA DE 27W PARA APLIQUE DE SOBREPONER","UN","LAMPARAS",null,"0,00 %","0,00"]
[105111,"BOMBILLA METAL HALIDE (1.000W) TUBULAR","UN","LAMPARAS",null,"0,00 %","0,00"]
[102525,"BOMBILLA METAL HALIDE 2000W","UN","MISCELANEA",null,"0,00 %","0,00"]
[104876,"BOMBILLA SOADIO OVOIDE PEQUEÑA","UN","LAMPARAS",null,"0,00 %","0,00"]
[104382,"BOMBILLA SODIO 1000 W OVOIDE GRANDE","UN","INST. ELECTRICAS",null,"0,00 %","0,00"]
[103261,"BOMBILLO AHORRADOR 13 WAT - 120V LUZ B.","UN","LAMPARAS","860061089 - IDRD - PROYECCIÓN","19,00 %","$ 6.537,00","2023-03-27"]
[103890,"Bombillo ahorrador 1x15 W  Espiral 8.000 Hrs.","UN","LAMPARAS","860061089 - IDRD - PROYECCIÓN","19,00 %","$ 11.526,99","2023-03-28"]
[101161,"BOMBILLO AHORRADOR 26 WAT - 110V","UN","LAMPARAS","860061089 - IDRD - PROYECCIÓN","19,00 %","$ 10.755,01","2023-03-29"]
[102843,"BOMBILLO AHORRADOR 4 PIN DE 32 A 42W PHILIPS","UN","LAMPARAS",null,"0,00 %","0,00"]
[103262,"BOMBILLO AHORRADOR DE 32W","UN","LAMPARAS","860061089 - IDRD - PROYECCIÓN","19,00 %","$ 17.895,01","2023-03-27"]
[102842,"BOMBILLO AHORRADOR ESPIRAL 26 WAT-120V-LUZ","UN","LAMPARAS",null,"0,00 %","0,00"]
[103216,"BOMBILLO AHORRADOR LUZ BCA. 20W 8000HR **","UN","LAMPARAS","8956232 - IDRD - MEDIA ARMONICA COTIZACIONES","19,00 %","$ 7.181,00","2019-03-13"]
[734,"BOMBILLO CLARO  60 WAT - 110V","UN","LAMPARAS",null,"0,00 %","0,00"]
[733,"BOMBILLO CLARO 150 WAT - 110V","UN","LAMPARAS",null,"0,00 %","0,00"]
[101420,"BOMBILLO DE SODIO 400 W","UN","LAMPARAS","860061089 - IDRD - PROYECCIÓN","19,00 %","$ 36.533,00","2023-03-29"]
[102885,"BOMBILLO FC DB 26W/840 PHL***","UN","LAMPARAS",null,"0,00 %","0,00"]
[106197,"Bombillo Led  (12W) 100/240V-1.1150Lm(3.000-6000K","UN","LAMPARAS","860061089 - IDRD - PROYECCIÓN","19,00 %","$ 9.651,00","2020-01-10"]
[106540,"BOMBILLO LED  GU 10","UN","LAMPARAS","860061089 - IDRD - PROYECCIÓN","19,00 %","$ 5.762,00","2022-02-07"]
[12716,"BOMBILLO LED 20W LUMEK","UN","LAMPARAS","6555555555 - IDRD - MENOR VALOR   DE COTIZACIONES","19,00 %","$ 9.579,00","2020-10-30"]
[101427,"BOMBILLO LED DE INCRUSTAR 3W 270 LUMENS A 120V 2,5","UN","FERRETERIA","8956232 - IDRD - MEDIA ARMONICA COTIZACIONES","19,00 %","$ 18.180,00","2019-04-03"]
[105888,"BOMBILLO LUZ MIXTA (160W/220V)","UN","LAMPARAS",null,"0,00 %","0,00"]
[776,"BOMBILLO MERCURIO 125W / 220V","UN","LAMPARAS",null,"0,00 %","0,00"]
[101097,"BOMBILLO MH 1000 W E40 Tub. Europeo","UN","LAMPARAS",null,"0,00 %","0,00"]
[101098,"BOMBILLO MH 400 W E40 Tub. Europeo","UN","LAMPARAS",null,"0,00 %","0,00"]
[953,"BOMBILLOS HALOGENOS DE 1500x220","UN","LAMPARAS",null,"0,00 %","0,00"]
[106539,"BOMBILLOS HALOGENOS DICROICOS 50 W, 12 VOLTIOS","UN","LAMPARAS",null,"0,00 %","0,00"]
[103914,"BOQUILLA  LATEX (ENCHAPES CRISTANAC+OTROS)","KG","ENCHAPES,PISOS,ALFOMBRAS,PAPEL",null,"0,00 %","0,00"]
[102164,"Boquilla Aspira,Acero Inox. Liner me  CDRC Cometas","UN","INST. HIDRAUL/SANIT. Y LAMINAS","77777777777 - CONTRATO CONSULTORIA CEFE COMETAS","19,00 %","$ 526.000,00","2019-07-10"]
[107452,"BOQUILLA ASPIRADO INSERTO TAPON rosca int ø2\"metal","UN","PISCINAS",null,"0,00 %","0,00"]
[102712,"BOQUILLA BLANCA -1 (Saco de 25 Kg)","KG","ENCHAPES,PISOS,ALFOMBRAS,PAPEL",null,"0,00 %","0,00"]
[105833,"BOQUILLA CDA 32 - SIKA","UN","ADITIVOS. MORTEROS",null,"0,00 %","0,00"]
[103219,"BOQUILLA COLORES Alfagres o similar","KG","ENCHAPES,PISOS,ALFOMBRAS,PAPEL","860061089 - IDRD - PROYECCIÓN","19,00 %","$ 6.735,00","2023-03-27"]
[2725,"BOQUILLA CONCOLOR  2 KG  CORONA","KG","ENCHAPES,PISOS,ALFOMBRAS,PAPEL",null,"0,00 %","0,00"]
[104968,"BOQUILLA CONCOLOR  5 KG","KG","Enchapes y Pisos","860061089 - IDRD - PROYECCIÓN","19,00 %","$ 5.501,00","2023-03-24"]
[104737,"BOQUILLA CONCOLOR FLEX /STON MIX-LATEX","KG","FERRETERIA",null,"0,00 %","0,00"]
[3053,"BOQUILLA CONCOLOR PORCELANATO","KG","ENCHAPES,PISOS,ALFOMBRAS,PAPEL","860061089 - IDRD - PROYECCIÓN","19,00 %","$ 6.517,00","2023-03-28"]
[107667,"BOQUILLA DE INYECCIÓN AGUA CALIENTE-POLIPROPILENO","UN","PISCINAS","860061089 - IDRD - PROYECCIÓN","19,00 %","$ 122.470,00","2023-03-30"]
[107637,"BOQUILLA DE INYECCION PARA PISO","UN","TUBERIA HIDROSANITARIA",null,"0,00 %","0,00"]
[108567,"BOQUILLA DE INYECCION PARED","UN","PISCINAS",null,"0,00 %","0,00"]
[103685,"Boquilla esp. modif. STON MIX BOQ. LATEX **","KG","MISCELANEA","555555555555 - IDRD - MEDIANA DE COTIZACIONES","19,00 %","$ 4.198,00","2019-07-04"]
[105113,"BOQUILLA GALVANIZADA D=6\"","UN","INST. ELECTRICAS","8956232 - IDRD - MEDIA ARMONICA COTIZACIONES","19,00 %","$ 70.711,00","2022-05-04"]
[106763,"BOQUILLA GALVANIZADA Ø 4\"","UN","APARATOS ELECTRICOS","555555555555 - IDRD - MEDIANA DE COTIZACIONES","19,00 %","$ 12.132,00","2019-07-24"]
[102168,"Boquilla impul,Acero Inox. Liner me  CDRC Comet","UN","INST. HIDRAUL/SANIT. Y LAMINAS","77777777777 - CONTRATO CONSULTORIA CEFE COMETAS","19,00 %","$ 256.000,00","2019-07-10"]
[107453,"Boquilla inyeccion agua caliente - 60gpm AceroInox","UN","PISCINAS",null,"0,00 %","0,00"]
[102082,"BOQUILLA LINER PARA TRAGANTE CANAL 3\" CEFE COMETAS","UN","INST. HIDRAUL/SANIT. Y LAMINAS","77777777777 - CONTRATO CONSULTORIA CEFE COMETAS","19,00 %","$ 295.000,00","2019-07-05"]
[103416,"Boquilla para piso**","KG","MISCELANEA",null,"0,00 %","0,00"]
[104983,"BOQUILLA TERMINAL  EMT 1 1/2\"","UN","APARATOS ELECTRICOS",null,"0,00 %","0,00"]
[104984,"BOQUILLA TERMINAL  EMT 2\"","UN","APARATOS ELECTRICOS","860061089 - IDRD - PROYECCIÓN","19,00 %","$ 3.224,00","2020-01-10"]
[769,"BOQUILLAS  COD  ½ \"+ TUERCA PARA TUB. METALICA","UN","TUBERIA","860061089 - IDRD - PROYECCIÓN","19,00 %","$ 950,00","2023-03-28"]
[102569,"Boquillas Graduables caudal de presión -aspersor**","JGO","ACCESORIOS HIDROSANITARIOS",null,"0,00 %","0,00"]
[1140,"BOQUILLERA ALUMINIODE 3-X11/2X6 Mts","UN","TUBERIA",null,"0,00 %","0,00"]
[101353,"Borde Ccontenedor de Raices IDU A-70 13.5x12x107","UN","PREFABRICADOS CONCRETO","8956232 - IDRD - MEDIA ARMONICA COTIZACIONES","19,00 %","$ 18.374,00","2019-07-04"]
[101215,"Borde contenedor de raices BA75 (Sum) **","UN","PREFABRICADOS CONCRETO",null,"0,00 %","0,00"]
[108109,"borde metalico","M2","ELEMENTOS DE SEGURIDAD",null,"0,00 %","0,00"]
[101358,"Borde Separador Verde (A-170)H=80,B=30L=81.2","UN","PREFABRICADOS CONCRETO","555555555555 - IDRD - MEDIANA DE COTIZACIONES","19,00 %","$ 121.380,00","2020-10-03"]
[100526,"Bordillo  \"A-70\"(h=0.135*b=0.12*L=1.07) **","UN","PREFABRICADOS CONCRETO",null,"0,00 %","0,00"]
[100484,"Bordillo  \"A-80\"(h=0.35*b=0.20, L=0.80) Sin Transp","UN","PREFABRICADOS CONCRETO","860061089 - IDRD - PROYECCIÓN","19,00 %","$ 25.214,01","2023-03-24"]
[100479,"Bordillo \"transicion A-95\"(h=0.35*b=0.20L=0.40) **","UN","PREFABRICADOS CONCRETO",null,"0,00 %","0,00"]
[102046,"BORDILLO A-81 15 X 35 X 80 CM","UN","MISCELANEA",null,"0,00 %","0,00"]
[100369,"Bordillo Piedra Muñeca (100x300x1000)","ML","ENCHAPES,PISOS,ALFOMBRAS,PAPEL",null,"0,00 %","0,00"]
[104211,"BORDILLO PREFABRICADO B-30 (H=0.30M;A=0.10M:L=1.0M","UN","PREFABRICADOS","860061089 - IDRD - PROYECCIÓN","19,00 %","$ 16.965,00","2023-03-24"]
[2204,"BORDILLOS DE CONFINAMIENTO  (ANCHO 12cm)","UN","PREFABRICADOS CONCRETO",null,"0,00 %","0,00"]
[2171,"BORDILLOS DE CONFINAMIENTO  (ANCHO 14cm)","UN","PREFABRICADOS CONCRETO",null,"0,00 %","0,00"]
[664,"BORDILLOS DE DELIMITAR PREF(A=0.10;H=0.20M)L=1.0m","UN","PREFABRICADOS CONCRETO","860061089 - IDRD - PROYECCIÓN","0,00 %","$ 13.582,00","2023-03-28"]
[109071,"Borna 1/0","UN","MISCELANEA",null,"0,00 %","0,00"]
[109073,"Borna 2","UN","CAJAS, ARMARIOS, TABLEROS","860061089 - IDRD - PROYECCIÓN","19,00 %","$ 3.551,00","2022-01-31"]
[109062,"Borna 2/0","UN","MISCELANEA",null,"0,00 %","0,00"]
[109078,"Borna 4","UN","MISCELANEA",null,"0,00 %","0,00"]
[109050,"Borna 4/0","UN","MISCELANEA",null,"0,00 %","0,00"]
[109049,"Borna 400","UN","MISCELANEA",null,"0,00 %","0,00"]
[109074,"Borna 6","UN","MISCELANEA",null,"0,00 %","0,00"]
[109079,"Borna 8","UN","MISCELANEA",null,"0,00 %","0,00"]
[104262,"BORNA N°12","UN","MISCELANEA","555555555555 - IDRD - MEDIANA DE COTIZACIONES","19,00 %","$ 1.000,00","2019-07-04"]
[104658,"BORNA PARA CONEXIÓN PARA CABLE Nº10","UN","CABLES",null,"0,00 %","0,00"]
[104654,"BORNA PARA CONEXIÓN PARA CABLE Nº2- TUBULAR","UN","CABLES","860061089 - IDRD - PROYECCIÓN","19,00 %","$ 3.522,00","2023-03-24"]
[104655,"BORNA PARA CONEXIÓN PARA CABLE Nº4 ESTAÑADA","UN","CABLES",null,"0,00 %","0,00"]
[104656,"BORNA PARA CONEXIÓN PARA CABLE Nº6","UN","CABLES","8956232 - IDRD - MEDIA ARMONICA COTIZACIONES","19,00 %","$ 956,00","2019-04-09"]
[104657,"BORNA PARA CONEXIÓN PARA CABLE Nº8","UN","CABLES",null,"0,00 %","0,00"]
[107511,"Borna terminal estañada 1/0","UN","INST. ELECTRICAS",null,"0,00 %","0,00"]
[107529,"Borna terminal estañada 10","UN","INST. ELECTRICAS",null,"0,00 %","0,00"]
[107512,"Borna terminal estañada 2","UN","INST. ELECTRICAS",null,"0,00 %","0,00"]
[107514,"Borna terminal estañada 2/0","UN","INST. ELECTRICAS","860061089 - IDRD - PROYECCIÓN","19,00 %","$ 4.055,00","2022-02-07"]
[107523,"Borna terminal estañada 250 KCMIL","UN","INST. ELECTRICAS",null,"0,00 %","0,00"]
[107531,"Borna terminal estañada 4","UN","INST. ELECTRICAS",null,"0,00 %","0,00"]
[107518,"Borna terminal estañada 4/0","UN","INST. ELECTRICAS","860061089 - IDRD - PROYECCIÓN","19,00 %","$ 5.142,00","2022-01-28"]
[107517,"Borna terminal estañada 500 Kcmil","UN","INST. ELECTRICAS",null,"0,00 %","0,00"]
[107528,"Borna terminal estañada 6","UN","INST. ELECTRICAS","860061089 - IDRD - PROYECCIÓN","19,00 %","$ 1.275,00","2022-01-28"]
[107527,"Borna terminal estañada 8","UN","INST. ELECTRICAS",null,"0,00 %","0,00"]
[104542,"BORNA TERMINAL ESTAÑADA Nº8","UN","CABLES","6555555555 - IDRD - MENOR VALOR   DE COTIZACIONES","19,00 %","$ 800,00","2019-08-14"]
[105614,"BORNERA DE PRUEBA","UN","CABLES",null,"0,00 %","0,00"]
[106773,"BORNERA PRUEBA 3 ELEMENTOS","UN","CAJAS, ARMARIOS, TABLEROS",null,"0,00 %","0,00"]
[3793,"BOTA CAUCHO SEGURIDAD EN PVC CON PUNTERA","UN","FERRETERIA Y HERRAMIENTAS","8956232 - IDRD - MEDIA ARMONICA COTIZACIONES","19,00 %","$ 54.935,01","2023-03-09"]
[106627,"BOTA DE CUERO SIN PUNTERA","UN","EQUIPO DE SEGURIDAD INDUSTRIAL",null,"0,00 %","0,00"]
[106629,"BOTAS DE SEGURIDAD EN CUERO CON PUNTA DE ACERO","UN","EQUIPO DE SEGURIDAD INDUSTRIAL",null,"0,00 %","0,00"]
[105486,"BOTAS PANTANERAS  EN PVC","UN","FERRETERIA Y HERRAMIENTAS",null,"0,00 %","0,00"]
[12898,"Botellón 20 Lts. Recuperado Policarbonato","UN","MISCELANEA","860061089 - IDRD - PROYECCIÓN","19,00 %","$ 22.969,00","2023-03-30"]
[107566,"Botiquin basico de primeros auxilios - Contenido s","UN","MISCELANEA","555555555555 - IDRD - MEDIANA DE COTIZACIONES","19,00 %","$ 321.157,00","2020-12-29"]
[103356,"Boton Antivandalico CromadoPara Valvul. de Descarg","UN","GRIFERIAS,APARATOS,ACCESORIOS",null,"0,00 %","0,00"]
[101006,"Botón Cromado Sanitario minusvalido","UN","GRIFERIAS,APARATOS,ACCESORIOS","860061089 - IDRD - PROYECCIÓN","19,00 %","$ 389.129,00","2023-03-29"]
[108668,"BOTON DE EMERGENCIA","UN","MISCELANEA",null,"0,00 %","0,00"]
[108688,"BOTON DE PANICO","UN","MISCELANEA",null,"0,00 %","0,00"]
[108005,"Botón de pánico inalámbrico PG9938","UN","APARATOS ELECTRICOS",null,"0,00 %","0,00"]
[108007,"Botón de pánico sencillo N.A SS075","UN","APARATOS ELECTRICOS",null,"0,00 %","0,00"]
[12937,"BOTON DE PARADA DE EMERGENCIA","UN","PISCINAS","860061089 - IDRD - PROYECCIÓN","19,00 %","$ 100.551,00","2022-01-31"]
[107558,"Boton de parada de emergencia (piscina olimpica) -","UN","PISCINAS",null,"0,00 %","0,00"]
[107559,"Boton de parada de emergencia (piscinas recreativa","UN","APARATOS ELECTRICOS",null,"0,00 %","0,00"]
[108014,"Botón de salida iluminado, anti vandálico","UN","APARATOS ELECTRICOS",null,"0,00 %","0,00"]
[104580,"BOTON MANIJA CROMADO DE 1,1/4\"","UN","FERRETERIA Y HERRAMIENTAS",null,"0,00 %","0,00"]
[749,"BOTON PUERTAS Elec.+T.Ameri. FOSF","UN","APARATOS ELECTRICOS",null,"0,00 %","0,00"]
[753,"BOTON TEMPORIZADOR + T Ameri. AVE","UN","APARATOS ELECTRICOS",null,"0,00 %","0,00"]
[3204,"BOTON TEMPORIZADOR VOLARE","UN","APARATOS ELECTRICOS",null,"0,00 %","0,00"]
[3003,"BOTON TIMBRE 200 SOBREPARED AVE","UN","APARATOS ELECTRICOS",null,"0,00 %","0,00"]
[736,"BOTON TIMBRE 600 AVE","UN","APARATOS ELECTRICOS",null,"0,00 %","0,00"]
[3215,"BOTON TIMBRE 800 PARA PISOS","UN","APARATOS ELECTRICOS",null,"0,00 %","0,00"]
[3033,"BOTON TIMBRE ABITARE LUZ PILOTO AVE","UN","APARATOS ELECTRICOS",null,"0,00 %","0,00"]
[104721,"BOTON TIMBRE BEIGE LINEA GALICA 10A(250V)","UN","APARATOS ELECTRICOS",null,"0,00 %","0,00"]
[3022,"BOTON TIMBRE FOSF  AVE","UN","APARATOS ELECTRICOS",null,"0,00 %","0,00"]
[3203,"BOTON TIMBRE VOLARE","UN","APARATOS ELECTRICOS",null,"0,00 %","0,00"]
[102155,"Botonera dig 8 control de Iluminación CDRC Cometas","UN","MISCELANEA","77777777777 - CONTRATO CONSULTORIA CEFE COMETAS","19,00 %","$ 1.213.893,00","2019-07-09"]
[107935,"BOTONERA PARED INALÁM PARA CONTROL LOCAL","UN","MISCELANEA",null,"0,00 %","0,00"]
[107186,"Botonera proporciona 3 BOTONES","UN","LAMPARAS",null,"0,00 %","0,00"]
[190,"BOVEDA CIRCULAR No.1 120x155","UN","CUBIERTAS",null,"0,00 %","0,00"]
[2271,"BOVEDA CIRCULAR No.2 159x110","UN","CUBIERTAS",null,"0,00 %","0,00"]
[2272,"BOVEDA CIRCULAR No.3 245x155","UN","CUBIERTAS",null,"0,00 %","0,00"]
[2273,"BOVEDA CIRCULAR No.4 275x164","UN","CUBIERTAS",null,"0,00 %","0,00"]
[9422,"BOVEDA CIRCULAR No.5  190x150","UN","CUBIERTAS",null,"0,00 %","0,00"]
[100580,"Boxus h =0.6m","UN","JARDINERIA Y GRAMAS","860061089 - IDRD - PROYECCIÓN","0,00 %","$ 15.068,00","2022-01-31"]
[101768,"BRANCH 1 - CONEXIÓN DE UNIDADES INTERIORES LIQ - GAS-Suministro. ","UN","SISTEMAS VENTILACION","77777777777 - CONTRATO CONSULTORIA CEFE COMETAS","19,00 %","$ 154.201,00","2019-09-25"]
[101810,"Branch 2 - Modelo ARBLN03321 - CONEXIÓN DE UNIDADES INTERIORES LIQ - GAS .Cefe Cometas","UN","SISTEMAS VENTILACION","77777777777 - CONTRATO CONSULTORIA CEFE COMETAS","19,00 %","$ 192.799,00","2019-09-25"]
[102405,"BRAZO DOBLE LUMINARIA 1 1/2\" x 1.20m CON COLLARIN","UN","INST. ELECTRICAS","555555555555 - IDRD - MEDIANA DE COTIZACIONES","19,00 %","$ 141.372,00","2019-07-29"]
[12477,"BRAZO HIDRAULICO CIERRAPUERTAS - CEFE COMETAS","UN","CERRADURAS Y HERRAJES","77777777777 - CONTRATO CONSULTORIA CEFE COMETAS","19,00 %","$ 162.692,04","2019-10-01"]
[102719,"BRAZO HIDRAULICO CIERRAPUERTAS Yale, Steel Lock o similar","UN","CERRADURAS Y HERRAJES","860061089 - IDRD - PROYECCIÓN","19,00 %","$ 147.762,00","2022-01-31"]
[104388,"BRAZO LUMINARIA 1 1/2\"","UN","MISCELANEA",null,"0,00 %","0,00"]
[1204,"BRAZO RETENEDOR DORMA No. 2","UN","VIDRIOS Y ESPEJOS",null,"0,00 %","0,00"]
[105545,"BRAZO SENCILLO GALVANIZADO 1 1/2\" X 1.5M, CON COLL","UN","INST. ELECTRICAS","860061089 - IDRD - PROYECCIÓN","19,00 %","$ 53.378,00","2023-03-28"]
[12690,"BRAZO SENCILLO TIPO CODENSA 1.5m diam 1\" 1/2 CON CAPERUZA ","BTO","INST. ELECTRICAS","555555555555 - IDRD - MEDIANA DE COTIZACIONES","19,00 %","$ 140.420,00","2020-09-23"]
[105900,"BrazoAcero Inox Platina 2\"x1/2\"(silla parque)","UN","CARPINTERIA METALICA",null,"0,00 %","0,00"]
[3612,"BrazoØ3/4\"LuminariaL=1.50m+(2)collarines1\"sal4-6\"","UN","LAMPARAS",null,"0,00 %","0,00"]
[104957,"BREAKER  IND. GRADUABLE 50 KA-125A","UN","INST. ELECTRICAS","860061089 - IDRD - PROYECCIÓN","19,00 %","$ 470.241,99","2023-03-28"]
[102114,"BREAKER 2 POLO 70AMP ENCHUFE","UN","APARATOS ELECTRICOS","860061089 - IDRD - PROYECCIÓN","19,00 %","$ 56.955,01","2022-01-28"]
[104434,"BREAKER 3X(70-100AMP)LUMINEX","UN","INST. ELECTRICAS",null,"0,00 %","0,00"]
[2990,"Breaker ATORN. 1X30Amp","UN","CORTACIRCUITOS","860061089 - IDRD - PROYECCIÓN","19,00 %","$ 22.032,01","2022-01-31"]
[2989,"BREAKER ATORN.1x20A","UN","CORTACIRCUITOS","860061089 - IDRD - PROYECCIÓN","19,00 %","$ 22.567,01","2023-03-29"]
[103188,"Breaker Ench 2X20/30/40Amp (10KA)","UN","CORTACIRCUITOS","860061089 - IDRD - PROYECCIÓN","19,00 %","$ 20.208,58","2020-01-13"]
[103852,"Breaker Ench. 1 x40A LMX","UN","CORTACIRCUITOS","860061089 - IDRD - PROYECCIÓN","19,00 %","$ 13.257,00","2023-03-28"]
[103146,"Breaker Ench. 1X15/20/30A (10KA)","UN","CORTACIRCUITOS","860061089 - IDRD - PROYECCIÓN","19,00 %","$ 12.966,00","2023-03-27"]
[104651,"Breaker Ench. 1x30A LMX","UN","MISCELANEA",null,"0,00 %","0,00"]
[103851,"Breaker Ench. 1x50A LMX","UN","CORTACIRCUITOS","860061089 - IDRD - PROYECCIÓN","19,00 %","$ 11.438,01","2022-01-31"]
[103433,"Breaker Ench. 2x20A","UN","MISCELANEA",null,"0,00 %","0,00"]
[103850,"Breaker Ench. 2x30A LMX (10KA)","UN","CORTACIRCUITOS","860061089 - IDRD - PROYECCIÓN","19,00 %","$ 32.130,00","2023-03-28"]
[104650,"Breaker Ench. 2X50A","UN","CORTACIRCUITOS","860061089 - IDRD - PROYECCIÓN","19,00 %","$ 39.194,99","2023-03-28"]
[103849,"Breaker Ench. 3 x30Amp","UN","CORTACIRCUITOS","860061089 - IDRD - PROYECCIÓN","19,00 %","$ 106.434,00","2023-03-28"]
[103148,"Breaker Ench. 3X20A/30A/40A (10KA)","UN","CORTACIRCUITOS","860061089 - IDRD - PROYECCIÓN","19,00 %","$ 57.334,00","2023-03-27"]
[103848,"Breaker Ench. 3x40A LMX","UN","CORTACIRCUITOS","860061089 - IDRD - PROYECCIÓN","19,00 %","$ 70.734,00","2023-03-28"]
[103608,"Breaker Ench. 3x50A L/nex","UN","CORTACIRCUITOS","860061089 - IDRD - PROYECCIÓN","19,00 %","$ 73.406,01","2022-01-31"]
[104171,"Breaker Ench. 3x60A","UN","MISCELANEA",null,"0,00 %","0,00"]
[103432,"Breaker Enchufable 1x15A","UN","MISCELANEA",null,"0,00 %","0,00"]
[104717,"Breaker Ind 3x40 AMP (25 KA)","UN","CORTACIRCUITOS","860061089 - IDRD - PROYECCIÓN","19,00 %","$ 195.065,00","2023-03-24"]
[106751,"Breaker Ind.(3x100Amp)25KA-Regulable 70-100 Amp","UN","CORTACIRCUITOS",null,"0,00 %","0,00"]
[106750,"Breaker Ind.(3x250Amp)25KA-Regulable 160-250 Amp","UN","CORTACIRCUITOS","860061089 - IDRD - PROYECCIÓN","19,00 %","$ 670.961,00","2023-03-24"]
[106752,"Breaker Ind.(3x25Amp)25KA-Regulable 18-25 Amp","UN","CORTACIRCUITOS","555555555555 - IDRD - MEDIANA DE COTIZACIONES","19,00 %","$ 146.468,00","2022-06-03"]
[104828,"BREAKER IND.(3X30AMP)25KA","UN","INST. ELECTRICAS",null,"0,00 %","0,00"]
[104829,"BREAKER IND.(3X40AMP)25KA","UN","INST. ELECTRICAS","6555555555 - IDRD - MENOR VALOR   DE COTIZACIONES","19,00 %","$ 122.837,00","2020-12-23"]
[106753,"Breaker Ind.(3x40Amp)25KA-Regulable 28-40 Amp","UN","CORTACIRCUITOS",null,"0,00 %","0,00"]
[104830,"BREAKER IND.(3X50AMP)25KA","UN","INST. ELECTRICAS","860061089 - IDRD - PROYECCIÓN","19,00 %","$ 186.004,00","2023-03-28"]
[105627,"BREAKER IND.(3X60AMP)25KA","UN","CORTACIRCUITOS",null,"0,00 %","0,00"]
[104056,"BREAKER INDUSTRIAL (LUMINEX) 3X150AMP","UN","INST. ELECTRICAS",null,"0,00 %","0,00"]
["0103535-1","BREAKER INDUSTRIAL 100/125/150 A  CDRC Cometas","UN","APARATOS ELECTRICOS","77777777777 - CONTRATO CONSULTORIA CEFE COMETAS","19,00 %","$ 298.600,00","2019-10-07"]
[107400,"BREAKER INDUSTRIAL 1X1A","UN","SISTEMAS VENTILACION",null,"0,00 %","0,00"]
[107402,"BREAKER INDUSTRIAL 1X3A","UN","SISTEMAS VENTILACION",null,"0,00 %","0,00"]
[107403,"BREAKER INDUSTRIAL 1X5A","UN","SISTEMAS VENTILACION",null,"0,00 %","0,00"]
[107433,"BREAKER INDUSTRIAL 3X100 REG","UN","INST. ELECTRICAS",null,"0,00 %","0,00"]
[104055,"BREAKER INDUSTRIAL 3X100AMP","UN","INST. ELECTRICAS","860061089 - IDRD - PROYECCIÓN","19,00 %","$ 180.052,00","2023-03-28"]
[105570,"BREAKER INDUSTRIAL 3x102 a 160A Ajustable","UN","CORTACIRCUITOS",null,"0,00 %","0,00"]
[107405,"BREAKER INDUSTRIAL 3X10A","UN","SISTEMAS VENTILACION",null,"0,00 %","0,00"]
[105574,"BREAKER INDUSTRIAL 3x12 a 16A Ajustable","UN","CORTACIRCUITOS",null,"0,00 %","0,00"]
[107434,"BREAKER INDUSTRIAL 3X125 A, 25 KA","UN","INST. ELECTRICAS",null,"0,00 %","0,00"]
[107426,"BREAKER INDUSTRIAL 3X150 A, 25 KA","UN","INST. ELECTRICAS",null,"0,00 %","0,00"]
[107406,"BREAKER INDUSTRIAL 3X15A","UN","SISTEMAS VENTILACION",null,"0,00 %","0,00"]
[105572,"BREAKER INDUSTRIAL 3x18 a 25A Ajustable","UN","CORTACIRCUITOS",null,"0,00 %","0,00"]
[107404,"BREAKER INDUSTRIAL 3X1A","UN","SISTEMAS VENTILACION",null,"0,00 %","0,00"]
[107435,"BREAKER INDUSTRIAL 3X200 A, REG (25 Ka) Suministro","UN","INST. ELECTRICAS",null,"0,00 %","0,00"]
[105567,"BREAKER INDUSTRIAL 3x28 a 40A Ajustable (40KA)","UN","CORTACIRCUITOS","860061089 - IDRD - PROYECCIÓN","19,00 %","$ 225.636,00","2023-03-28"]
[107427,"BREAKER INDUSTRIAL 3X300 A, 25 KA","UN","INST. ELECTRICAS",null,"0,00 %","0,00"]
[103535,"BREAKER INDUSTRIAL 3X300 AMP","UN","MISCELANEA","8956232 - IDRD - MEDIA ARMONICA COTIZACIONES","19,00 %","$ 583.430,00","2019-04-04"]
[103263,"BREAKER INDUSTRIAL 3X30A L.G.","UN","INST. ELECTRICAS",null,"0,00 %","0,00"]
[105565,"BREAKER INDUSTRIAL 3x44 a 63A Ajustable","UN","CORTACIRCUITOS","860061089 - IDRD - PROYECCIÓN","19,00 %","$ 197.013,00","2023-03-28"]
[107428,"BREAKER INDUSTRIAL 3X450 A, 25 KA","UN","INST. ELECTRICAS",null,"0,00 %","0,00"]
[107447,"BREAKER INDUSTRIAL 3X50 A 3X150, 25 KA","UN","INST. ELECTRICAS",null,"0,00 %","0,00"]
[104716,"Breaker industrial 3x50/60 AMP (25 KA)","UN","CORTACIRCUITOS","555555555555 - IDRD - MEDIANA DE COTIZACIONES","19,00 %","$ 115.000,01","2019-06-26"]
[104437,"BREAKER INDUSTRIAL 3X50A","UN","CORTACIRCUITOS","555555555555 - IDRD - MEDIANA DE COTIZACIONES","19,00 %","$ 115.000,01","2019-06-26"]
[105566,"BREAKER INDUSTRIAL 3x70 a 100A Ajustable","UN","CORTACIRCUITOS","860061089 - IDRD - PROYECCIÓN","19,00 %","$ 256.963,00","2023-03-28"]
[105116,"BREAKER INDUSTRIAL 3X70 AMP  25KA.","UN","CORTACIRCUITOS","860061089 - IDRD - PROYECCIÓN","19,00 %","$ 174.821,00","2023-03-28"]
[102090,"BREAKER INDUSTRIAL 3X70-100AMP","UN","APARATOS ELECTRICOS",null,"0,00 %","0,00"]
[105117,"BREAKER INDUSTRIAL 3X80 AMP","UN","CORTACIRCUITOS","860061089 - IDRD - PROYECCIÓN","19,00 %","$ 163.617,00","2023-03-28"]
[105571,"BREAKER INDUSTRIAL 87.5a125A-GRADUABLE","UN","CORTACIRCUITOS",null,"0,00 %","0,00"]
[105549,"Breaker Industrial Regulable (3x28 a 40 AMP)  40KA","UN","INST. ELECTRICAS",null,"0,00 %","0,00"]
[101590,"BREAKER Interruptor atornillable de 3x30 A","UN","CAJAS, ARMARIOS, TABLEROS",null,"0,00 %","0,00"]
[101679,"BREAKER Interruptor Industrial 3x30 A","UN","CAJAS, ARMARIOS, TABLEROS",null,"0,00 %","0,00"]
[103884,"BREAKER TACO ENCHUF 2x15","UN","INST. ELECTRICAS","860061089 - IDRD - PROYECCIÓN","19,00 %","$ 43.352,00","2022-01-31"]
[104025,"BREAKER TOTALIZADOR 1000AMP - 1250AMP","UN","MISCELANEA",null,"0,00 %","0,00"]
[102474,"BREAKER Totalizador industrial 3x30Amp.","UN","CAJAS, ARMARIOS, TABLEROS","860061089 - IDRD - PROYECCIÓN","19,00 %","$ 106.211,00","2022-01-31"]
[104433,"BREAKER(3X200AMP) TERMOMAGN.TRIFÁSICO","UN","INST. ELECTRICAS",null,"0,00 %","0,00"]
[12504,"BREAKER(3X50/60/75A) ","UN","APARATOS ELECTRICOS",null,"19,00 %","$ 156.200,00","2019-09-30"]
[105122,"BreakerIndGraduable ABB-Schneider 224 - 320A 85KA","UN","CORTACIRCUITOS","555555555555 - IDRD - MEDIANA DE COTIZACIONES","19,00 %","$ 621.979,00","2019-03-21"]
[107450,"BREAKERS MAGNETICOS DE 3X320 AMP, 100 KA.","UN","INST. ELECTRICAS",null,"0,00 %","0,00"]
[100518,"Brida acero  d=2\"  para roscar **","UN","ACCESORIOS HIDROSANITARIOS",null,"0,00 %","0,00"]
[100056,"Brida acero  d=2\"  para soldar **","UN","ACCESORIOS HIDROSANITARIOS",null,"0,00 %","0,00"]
[100058,"Brida acero  d=3\"  para soldar **","UN","ACCESORIOS HIDROSANITARIOS",null,"0,00 %","0,00"]
[100059,"Brida acero  d=4\"  para soldar **","UN","ACCESORIOS HIDROSANITARIOS",null,"0,00 %","0,00"]
[100039,"Brida acero  d=6\" para soldar **","UN","ACCESORIOS HIDROSANITARIOS",null,"0,00 %","0,00"]
[101082,"Brida acero 300Lb d=21/2\" **","UN","ACCESORIOS HIDROSANITARIOS",null,"0,00 %","0,00"]
[107545,"Brida Acero Inoxidable 304- Ø6\"","UN","INST. HIDRAUL/SANIT. Y LAMINAS","47874222222 - CONTRATO CONSULTORIA CDRC 1","19,00 %","$ 212.415,00","2019-08-08"]
[100219,"Brida acero Slip on d=8\"  **","UN","ACCESORIOS HIDROSANITARIOS",null,"0,00 %","0,00"]
[100501,"Brida CPVC  d=6\" Sch 80 **","UN","ACCESORIOS HIDROSANITARIOS",null,"0,00 %","0,00"]
[107607,"Brida CPVC  SCH-80 4\"","UN","INST. HIDRAUL/SANIT. Y LAMINAS",null,"0,00 %","0,00"]
[105468,"BRIDA CPVC LISA Ø4\"(Agua Caliente) S/NORMA ICONTEC","UN","ACCESORIOS HIDROSANITARIOS","860061089 - IDRD - PROYECCIÓN","19,00 %","$ 47.196,00","2020-01-13"]
[107611,"Brida CPVC SCH-80 6\"","UN","INST. HIDRAUL/SANIT. Y LAMINAS",null,"0,00 %","0,00"]
[107616,"Brida CPVC SCH-80 8\"","UN","INST. HIDRAUL/SANIT. Y LAMINAS",null,"0,00 %","0,00"]
[106326,"BRIDA METALICA Ø 1/2\"- TIPO SLIPON","UN","ACCESORIOS HIDROSANITARIOS","8956232 - IDRD - MEDIA ARMONICA COTIZACIONES","19,00 %","$ 4.999,00","2020-01-20"]
[106327,"BRIDA METALICA Ø 3/4\"- TIPO SLIPON","UN","ACCESORIOS HIDROSANITARIOS","8956232 - IDRD - MEDIA ARMONICA COTIZACIONES","19,00 %","$ 8.632,00","2020-01-20"]
[107579,"Brida Pvc  Presión- 10\"","UN","INST. HIDRAUL/SANIT. Y LAMINAS",null,"0,00 %","0,00"]
[107711,"Brida Pvc  Presión- 3\"","UN","INST. HIDRAUL/SANIT. Y LAMINAS",null,"0,00 %","0,00"]
[107620,"Brida Pvc  Presión- 4\"","UN","INST. HIDRAUL/SANIT. Y LAMINAS",null,"0,00 %","0,00"]
[107548,"Brida Pvc  Presión- 8\"","UN","INST. HIDRAUL/SANIT. Y LAMINAS",null,"0,00 %","0,00"]
[104970,"BRIDA -PVC LISA Ø 4\"  S/NORMA ICONTEC","UN","INST. HIDRAUL/SANIT. Y LAMINAS","66665555555 - IDRD - MEDIA ARITMETICA DE COTIZACIONES","19,00 %","$ 47.858,00","2019-10-07"]
[107702,"Brida PVC-presión Ø21/2\"","UN","INST. HIDRAUL/SANIT. Y LAMINAS",null,"0,00 %","0,00"]
[106248,"BRIDA RANURADA HIERRO DUCTIL -2”","UN","RED CONTRA INCENDIO",null,"0,00 %","0,00"]
[106249,"BRIDA RANURADA HIERRO DUCTIL -6”","UN","RED CONTRA INCENDIO",null,"0,00 %","0,00"]
[105394,"BRIDA ROSCADA D=4\" ACERO","UN","REGISTROS Y CHEQUES",null,"0,00 %","0,00"]
[106303,"BRIDA ROSCADA DE ACERO Ø3”-150 lb","UN","ACCESORIOS HIDROSANITARIOS",null,"0,00 %","0,00"]
[106304,"BRIDA ROSCADA DE ACERO Ø4”-150 lb","UN","ACCESORIOS HIDROSANITARIOS",null,"0,00 %","0,00"]
[106305,"BRIDA ROSCADA DE ACERO Ø6” -150 lb","UN","ACCESORIOS HIDROSANITARIOS",null,"0,00 %","0,00"]
[107546,"Brida Roscada Pvc Presión- Ø6\"","UN","INST. HIDRAUL/SANIT. Y LAMINAS",null,"0,00 %","0,00"]
[105626,"BRIDA SANITARIA 3\"","UN","ACCESORIOS","860061089 - IDRD - PROYECCIÓN","19,00 %","$ 35.845,00","2020-01-13"]
[100077,"Brida/FlancAcerCarbónTipoSliponSoldableØ=10\"150psi","UN","ACCESORIOS HIDROSANITARIOS",null,"0,00 %","0,00"]
[100822,"BRIGADA DE ASEO MANEJO AMBIENTAL","DD","TARIFAS Y SERVICIOS",null,"0,00 %","0,00"]
[103066,"BROCA 1/2\"","UN","MISCELANEA",null,"0,00 %","0,00"]
[1230,"BROCA 3/8\" x 5\" (Para muro)","UN","HERRAMIENTA","860061089 - IDRD - PROYECCIÓN","19,00 %","$ 9.782,00","2023-03-29"]
[104483,"BROCA 5/8\" (L=12\") MUROS","UN","FERRETERIA Y HERRAMIENTAS",null,"0,00 %","0,00"]
[103058,"BROCA ACERO HSS DE 5/16 (PÁSTICO-METAL-MADERA)","UN","FERRETERIA","860061089 - IDRD - PROYECCIÓN","19,00 %","$ 6.337,00","2022-01-28"]
[104801,"Broca de tungsteno de 1/2\"X4\"","UN","FERRETERIA Y HERRAMIENTAS",null,"0,00 %","0,00"]
[476,"BROCA HSS ¼\" (Para metal)","UN","FERRETERIA","8956232 - IDRD - MEDIA ARMONICA COTIZACIONES","19,00 %","$ 7.617,00","2023-03-08"]
[1185,"BROCA HSS 1/2\" (Para metal)","UN","HERRAMIENTA","860061089 - IDRD - PROYECCIÓN","19,00 %","$ 15.285,00","2023-03-28"]
[1221,"BROCA HSS 1/8\"  (Para metal)","UN","HERRAMIENTA","860061089 - IDRD - PROYECCIÓN","19,00 %","$ 3.097,00","2022-01-30"]
[102934,"BROCA HSS 3/16\" (Para metal)","UN","FERRETERIA","555555555555 - IDRD - MEDIANA DE COTIZACIONES","19,00 %","$ 3.000,00","2023-03-16"]
[102974,"BROCA HSS 3/4\" (Para metal)","UN","FERRETERIA","8956232 - IDRD - MEDIA ARMONICA COTIZACIONES","19,00 %","$ 80.614,00","2023-03-16"]
[1231,"BROCA PARA MURO DE 3/16  X 31/2","UN","HERRAMIENTA","860061089 - IDRD - PROYECCIÓN","19,00 %","$ 4.042,00","2022-01-30"]
[101313,"Broca SDS  5/8\" x 6\" x 8\" (Para muro) Dewalt o sim","UN","FERRETERIA","555555555555 - IDRD - MEDIANA DE COTIZACIONES","19,00 %","$ 14.900,00","2023-03-16"]
[104945,"BROCA SDS MAX 1.1/4\" x 10-3/4\" x 18\" GALAXY","UN","FERRETERIA Y HERRAMIENTAS","860061089 - IDRD - PROYECCIÓN","19,00 %","$ 424.031,00","2022-01-28"]
[104944,"BROCA SDS PLUS 1\" x 10-3/4\" x 8\"","UN","FERRETERIA Y HERRAMIENTAS","860061089 - IDRD - PROYECCIÓN","19,00 %","$ 68.456,00","2022-01-28"]
[12848,"BROCA SDS PLUS 1/2 X 10 X 12 PULGADAS","UN","FERRETERIA Y HERRAMIENTAS","860061089 - IDRD - PROYECCIÓN","19,00 %","$ 18.449,00","2022-01-28"]
[105157,"BROCA SDS PLUS 1/2\" x6-5/8\" x 4\" GALAXY","UN","FERRETERIA Y HERRAMIENTAS",null,"0,00 %","0,00"]
[104941,"BROCA SDS PLUS 3/4\" x 9-3/4\" x 7\" GALAXY","UN","FERRETERIA Y HERRAMIENTAS","860061089 - IDRD - PROYECCIÓN","19,00 %","$ 35.231,00","2022-01-28"]
[104942,"BROCA SDS PLUS 5/8\" x 9-3/4\" x 7\" GALAXY","UN","FERRETERIA Y HERRAMIENTAS","8956232 - IDRD - MEDIA ARMONICA COTIZACIONES","19,00 %","$ 31.319,00","2023-03-22"]
[104943,"BROCA SDS PLUS 7/8\" x 12-3/4\" x 10\" GALAXY","UN","FERRETERIA Y HERRAMIENTAS","860061089 - IDRD - PROYECCIÓN","19,00 %","$ 37.670,00","2022-01-28"]
[103680,"BROCA TUGSTENO 5/16 X 4\" DEWALT","UN","MISCELANEA","860061089 - IDRD - PROYECCIÓN","19,00 %","$ 7.533,00","2022-02-09"]
[104886,"BROCA TUNGSTENO 1/4X4\" (Para muro)","UN","FERRETERIA","8956232 - IDRD - MEDIA ARMONICA COTIZACIONES","19,00 %","$ 5.149,00","2023-03-22"]
[1229,"BROCAS  PARA MURO DE 1/16","UN","HERRAMIENTA",null,"0,00 %","0,00"]
[1226,"BROCAS  PARA MURO DE 1/2 X6\"","UN","HERRAMIENTA","860061089 - IDRD - PROYECCIÓN","19,00 %","$ 8.937,00","2022-01-30"]
[1228,"BROCAS  PARA MURO DE 1/8","UN","HERRAMIENTA",null,"0,00 %","0,00"]
[102988,"BROCAS AR 1.5mm A 6.5mm CALID. IND. JUEGO 13 pzs**","JGO","FERRETERIA Y HERRAMIENTAS",null,"0,00 %","0,00"]
[102983,"BROCAS CON PUNTA EN TUNGSTENO 8 PZS 3-10mm **","JGO","FERRETERIA Y HERRAMIENTAS",null,"0,00 %","0,00"]
[1091,"BROCAS HSS JUEGO 15Pzs 1/16 A 3/8","JGO","HERRAMIENTA","860061089 - IDRD - PROYECCIÓN","19,00 %","$ 57.709,00","2023-03-28"]
[1092,"BROCAS TUNGSTENO (1.2-2.0MM)JUEGO 10PZS HSS","JGO","HERRAMIENTA",null,"0,00 %","0,00"]
[2439,"BROCHA 2\" CERDA NATURAL mango plástico","UN","HERRAMIENTA","8956232 - IDRD - MEDIA ARMONICA COTIZACIONES","19,00 %","$ 4.757,00","2022-04-08"]
[2441,"BROCHA 3\" CERDA NATURAL mango plastico","UN","HERRAMIENTA","860061089 - IDRD - PROYECCIÓN","19,00 %","$ 7.519,00","2023-03-24"]
[478,"BROCHA 4\" CERDA NATURAL","UN","HERRAMIENTA","860061089 - IDRD - PROYECCIÓN","19,00 %","$ 11.269,00","2023-03-24"]
[2437,"BROCHA DE CERDA     1\"  JAMACA","UN","HERRAMIENTA",null,"0,00 %","0,00"]
[2442,"BROCHA DE CERDA     5\"","UN","HERRAMIENTA",null,"0,00 %","0,00"]
[479,"BROCHA DE CERDA    ½\"","UN","HERRAMIENTA",null,"0,00 %","0,00"]
[2438,"BROCHA DE CERDA 1 ½\"","UN","HERRAMIENTA",null,"0,00 %","0,00"]
[2440,"BROCHA DE CERDA 2 ½\"","UN","HERRAMIENTA",null,"0,00 %","0,00"]
[106477,"BROCHA DE NYLON  5\" PROFESIONAL","UN","FERRETERIA","860061089 - IDRD - PROYECCIÓN","19,00 %","$ 25.246,00","2022-01-28"]
[1234,"BROCHA DE NYLON 2'' PROFESIONAL","UN","HERRAMIENTA","860061089 - IDRD - PROYECCIÓN","19,00 %","$ 4.561,00","2022-01-31"]
[103247,"BROCHA DE NYLON 3\" PROFESIONAL","UN","HERRAMIENTA","860061089 - IDRD - PROYECCIÓN","19,00 %","$ 7.224,00","2022-01-31"]
[103249,"BROCHA DE NYLON 4\" PROFESIONAL","UN","MISCELANEA","860061089 - IDRD - PROYECCIÓN","19,00 %","$ 6.788,00","2022-02-09"]
[103127,"BUJE  CPVC soldado 3/4x 1/2\"  **","UN","ACCESORIOS HIDROSANITARIOS",null,"0,00 %","0,00"]
[100514,"Buje 1 1/2\" x 1 1/4\"  Sch80  PAVCO    **","UN","ACCESORIOS HIDROSANITARIOS","860061089 - IDRD - PROYECCIÓN","19,00 %","$ 20.595,00","2022-01-27"]
[100515,"Buje 1\" x 1/2\"  Sch80  PAVCO    **","UN","ACCESORIOS HIDROSANITARIOS","860061089 - IDRD - PROYECCIÓN","19,00 %","$ 20.215,01","2022-01-27"]
[100512,"Buje 2 1/2\" x 2\"  Sch80  PAVCO    **","UN","ACCESORIOS HIDROSANITARIOS","860061089 - IDRD - PROYECCIÓN","19,00 %","$ 48.749,00","2022-01-27"]
[100513,"Buje 2\" x 1 1/4\"  Sch80  PAVCO    **","UN","ACCESORIOS HIDROSANITARIOS","860061089 - IDRD - PROYECCIÓN","19,00 %","$ 50.769,01","2022-01-27"]
[100511,"Buje 3\" x 2 1/2\"  Sch80  PAVCO    **","UN","ACCESORIOS HIDROSANITARIOS","860061089 - IDRD - PROYECCIÓN","19,00 %","$ 79.383,00","2022-01-27"]
[100510,"Buje 4\" x 2\"  Sch80  PAVCO    **","UN","ACCESORIOS HIDROSANITARIOS","860061089 - IDRD - PROYECCIÓN","19,00 %","$ 114.235,00","2022-01-27"]
[100509,"Buje 4\" x 3\"  Sch80  PAVCO    **","UN","ACCESORIOS HIDROSANITARIOS","860061089 - IDRD - PROYECCIÓN","19,00 %","$ 114.235,00","2022-01-27"]
[107586,"Buje CPVC SCH-80 11/2\"x2\"\"","UN","INST. HIDRAUL/SANIT. Y LAMINAS",null,"0,00 %","0,00"]
[107587,"Buje CPVC SCH-80 11/2\"x21/2\"\"","UN","INST. HIDRAUL/SANIT. Y LAMINAS",null,"0,00 %","0,00"]
[107590,"Buje CPVC SCH-80 2\"x21/2\"\"","UN","INST. HIDRAUL/SANIT. Y LAMINAS",null,"0,00 %","0,00"]
[107595,"Buje CPVC SCH-80 2\"x3\"\"","UN","INST. HIDRAUL/SANIT. Y LAMINAS",null,"0,00 %","0,00"]
[107591,"Buje CPVC SCH-80 2\"x4\"\"","UN","INST. HIDRAUL/SANIT. Y LAMINAS",null,"0,00 %","0,00"]
[107596,"Buje CPVC SCH-80 21/2\"x3\"\"","UN","INST. HIDRAUL/SANIT. Y LAMINAS",null,"0,00 %","0,00"]
[107599,"Buje CPVC SCH-80 3\"x4\"","UN","INST. HIDRAUL/SANIT. Y LAMINAS",null,"0,00 %","0,00"]
[107606,"Buje CPVC SCH-80 4\"x6\"","UN","INST. HIDRAUL/SANIT. Y LAMINAS",null,"0,00 %","0,00"]
[107614,"Buje CPVC SCH-80 6\"x8\"","UN","INST. HIDRAUL/SANIT. Y LAMINAS",null,"0,00 %","0,00"]
[103306,"Buje de 21/2\" a 11/2\" PVC","UN","MISCELANEA",null,"0,00 %","0,00"]
[106460,"Buje para Balancin Metalico D=11/2\"(Sum) sin Tranp","UN","MOBILIARIO PARQUES",null,"0,00 %","0,00"]
[107735,"Buje Presión  Ø6\"x8\"","UN","INST. HIDRAUL/SANIT. Y LAMINAS",null,"0,00 %","0,00"]
[108033,"BUJE PRESIÓN 4\"X6\"","UN","ACCESORIOS HIDROSANITARIOS",null,"0,00 %","0,00"]
[2046,"BUJE PRESION PVC SOLD. 2 x1\" S/NORMA ICONTEC","UN","ACCESORIOS HIDROSANITARIOS","8956232 - IDRD - MEDIA ARMONICA COTIZACIONES","19,00 %","$ 6.162,00","2023-03-09"]
[2049,"BUJE PRESION ROSC. 2x1\"  S/NORMA ICONTEC","UN","ACCESORIOS HIDROSANITARIOS","860061089 - IDRD - PROYECCIÓN","19,00 %","$ 10.219,01","2022-01-27"]
[109133,"Buje Presión Roscado PVC - 2\"x1/2\"","UN","INST. HIDRAUL/SANIT. Y LAMINAS",null,"0,00 %","0,00"]
[2047,"BUJE PRESION SOLD.PVC  3x2\" S/NORMA ICONTEC","UN","ACCESORIOS HIDROSANITARIOS","8956232 - IDRD - MEDIA ARMONICA COTIZACIONES","19,00 %","$ 24.823,00","2023-03-09"]
[105708,"BUJE PRESION SOLDADO 4X3\" S/NORMA ICONTEC","UN","ACCESORIOS HIDROSANITARIOS","860061089 - IDRD - PROYECCIÓN","19,00 %","$ 15.119,00","2020-01-13"]
[105707,"BUJE PRESION SOLDADO 6X4\" S/NORMA ICONTEC","UN","ACCESORIOS HIDROSANITARIOS","66665555555 - IDRD - MEDIA ARITMETICA DE COTIZACIONES","19,00 %","$ 57.483,00","2019-04-01"]
[109134,"Buje Presión Soldado PVC - 2\"x1/2\"","UN","INST. HIDRAUL/SANIT. Y LAMINAS",null,"0,00 %","0,00"]
[107639,"Buje Pvc  Presión- 2\"x21/2\"\"","UN","INST. HIDRAUL/SANIT. Y LAMINAS",null,"0,00 %","0,00"]
[107640,"Buje Pvc  Presión- 2\"x3\"\"","UN","INST. HIDRAUL/SANIT. Y LAMINAS",null,"0,00 %","0,00"]
[107765,"Buje Pvc  Presión- 6\"x8\"","UN","INST. HIDRAUL/SANIT. Y LAMINAS",null,"0,00 %","0,00"]
[107576,"Buje Pvc  Presión- 8\"x10\"","UN","INST. HIDRAUL/SANIT. Y LAMINAS",null,"0,00 %","0,00"]
[107703,"Buje PVC PresiónØ21/2\" x 4\"","UN","INST. HIDRAUL/SANIT. Y LAMINAS",null,"0,00 %","0,00"]
[102827,"Buje PVCSØ 3\"   PAVCO    **","UN","ACCESORIOS HIDROSANITARIOS","860061089 - IDRD - PROYECCIÓN","19,00 %","$ 4.957,00","2022-02-28"]
[103676,"BUJE SANITARIO SOLDADO  6X4\" PVC S/NORMA ICNOTEC","UN","INST. HIDRAUL/SANIT. Y LAMINAS","860061089 - IDRD - PROYECCIÓN","19,00 %","$ 33.263,00","2022-01-31"]
[103677,"BUJE SANITARIO SOLDADO 4X3\"","UN","ACCESORIOS HIDROSANITARIOS","860061089 - IDRD - PROYECCIÓN","19,00 %","$ 8.620,00","2022-01-28"]
[102828,"Buje Soldado PVCS- Ø 2\"X11/2\" S/NORMA ICONTEC","UN","ACCESORIOS HIDROSANITARIOS","66665555555 - IDRD - MEDIA ARITMETICA DE COTIZACIONES","19,00 %","$ 1.336,00","2019-03-20"]
[372,"BULLDOZER D-6 CATERPILLAR (Operario+Combustible)","DD","EQUIPO ALQUILER Y MAQUINARIA",null,"0,00 %","0,00"]
[101259,"BULLDOZER D-6D CAT. O SIMILAR(Oper+Comb)","DD","EQUIPO ALQUILER Y MAQUINARIA",null,"0,00 %","0,00"]
[101260,"BULLDOZER D-6D CATERPILLAR(Oper+Comb)","HR","EQUIPO ALQUILER Y MAQUINARIA",null,"0,00 %","0,00"]
[100937,"BULLDOZER NUEVO D-6M CATERPILLAR(Oper+Comb.)","HR","EQUIPO ALQUILER Y MAQUINARIA","555555555555 - IDRD - MEDIANA DE COTIZACIONES","19,00 %","$ 181.241,00","2022-04-26"]
[107979,"Burbuja ignífuga LBC3080/11","UN","APARATOS ELECTRICOS",null,"0,00 %","0,00"]
[102902,"Butaco Hexagonal Concret Especial D40 Segun Diseño","UN","MOBILIARIO PARQUES","555555555555 - IDRD - MEDIANA DE COTIZACIONES","19,00 %","$ 476.000,00","2022-04-29"]
[102901,"Butaco Hexagonal Concret Especial D50 Segun Diseño","UN","MOBILIARIO PARQUES","555555555555 - IDRD - MEDIANA DE COTIZACIONES","19,00 %","$ 499.800,00","2022-04-29"]
[109066,"BYPASS 50A/10KA 5 HILOS","UN","APARATOS ELECTRICOS",null,"0,00 %","0,00"]
[2349,"CABALLETE  4% C43          ETERNIT","UN","ACCESORIOS CUBIERTA",null,"0,00 %","0,00"]
[193,"CABALLETE ART SUP TEJA ESPAÑOLA ETERNIT","UN","ACCESORIOS CUBIERTA",null,"0,00 %","0,00"]
[2959,"CABALLETE CUBIERTA ARQUITECTONICA  ACESCO60X200","UN","ACCESORIOS CUBIERTA","860061089 - IDRD - PROYECCIÓN","19,00 %","$ 39.935,00","2023-03-28"]
[192,"CABALLETE FIJO T.ONDULADA ETERNIT","UN","ACCESORIOS CUBIERTA","555555555555 - IDRD - MEDIANA DE COTIZACIONES","19,00 %","$ 35.518,00","2022-06-07"]
[1820,"CABALLETE LISO Galv.   ACESCO","UN","CUBIERTAS Y ACCESORIOS",null,"0,00 %","0,00"]
[1934,"CABALLETE NATURAL Artic. MOORE","UN","CUBIERTAS Y ACCESORIOS",null,"0,00 %","0,00"]
[2300,"CABALLETE ONDULADO 50 x 112","UN","ACCESORIOS CUBIERTA",null,"0,00 %","0,00"]
[194,"CABALLETE ONDULIT ARTICULADO ETERNIT","UN","ACCESORIOS CUBIERTA",null,"0,00 %","0,00"]
[2263,"CABALLETE ONDULIT FIJO ETERNIT","UN","CUBIERTAS",null,"0,00 %","0,00"]
[2264,"CABALLETE ONDULIT UNIVERSAL ETERNIT","UN","CUBIERTAS",null,"0,00 %","0,00"]
[2305,"CABALLETE TRIPLANO 52x107 3mm.","UN","ACCESORIOS CUBIERTA",null,"0,00 %","0,00"]
[1933,"CABALLETE vitrif Artic.    MOORE","UN","CUBIERTAS Y ACCESORIOS",null,"0,00 %","0,00"]
[107265,"CABEZAL DE PRUEBA 6 x 4 x 2 1/2\"","UN","RED CONTRA INCENDIO",null,"0,00 %","0,00"]
[105008,"CABINA INSONORA(PINT. ELECTROST.+CHAPAS DE SEG)","UN","APARATOS ELECTRICOS",null,"0,00 %","0,00"]
[12530,"CABINA INVERTIDA (PECTORAL FLY / REAR DELTOID) OSFLY - FUERZA","UN","DOTACION GIMNASIOS CEFE EQUIPOS PARA FUERZA","125457845 - FITNESS MARKET","19,00 %","$ 15.649.623,00","2019-10-22"]
[107853,"CABINA INVERTIDA (Pectoral Fly/Rear)","UN","MOBILIARIO URBANO Y SEÑALIZAC.",null,"0,00 %","0,00"]
[106947,"Cable # 10 Cu PE LSHFFR","ML","CABLES","562221312 - IDRD - VALOR CIO AJUSTADO","19,00 %","$ 2.211,00","2020-12-29"]
[106912,"Cable 1/0 Cu PE LS-HF-FR","ML","CABLES","66665555555 - IDRD - MEDIA ARITMETICA DE COTIZACIONES","19,00 %","$ 16.892,00","2019-09-30"]
[106584,"CABLE 1/0 Cu-19  Hilos","ML","CABLES",null,"0,00 %","0,00"]
[106915,"Cable 2 Cu PE LS-HF-FR","ML","CABLES","562221312 - IDRD - VALOR CIO AJUSTADO","19,00 %","$ 9.757,00","2020-12-29"]
[12845,"CABLE 2,1 ULTRA -HD-UHD 8K 60HZ CABLE 48 GBS CON AUDIO","UN","CABLES","860061089 - IDRD - PROYECCIÓN","19,00 %","$ 99.483,00","2022-01-31"]
[106917,"Cable 2/0 Cu PE LS-HF-FR","ML","CABLES","830054002-8 - NACIONAL DE ELECTRICOS -centro 3","19,00 %","$ 22.010,24","2019-10-01"]
[102361,"CABLE 20  PARES SILICONADO","ML","INST. ELECTRICAS",null,"0,00 %","0,00"]
[106949,"Cable 250 Cu PE LS-HF-FR","ML","CABLES",null,"0,00 %","0,00"]
[107985,"Cable 2X18 polarizado retardante llama","ML","APARATOS ELECTRICOS",null,"0,00 %","0,00"]
[107931,"CABLE 2X18AWG APANTALLADO MARCA LUTRON","ML","CABLES","66665555555 - IDRD - MEDIA ARITMETICA DE COTIZACIONES","19,00 %","$ 2.992,01","2019-04-22"]
[103159,"CABLE 3#2/0 cobre  AWG 15Kv XLPE","ML","MISCELANEA",null,"0,00 %","0,00"]
[102647,"Cable 3X12 Cu Trenzado AWGTHHN/THWN600V75°C","ML","ALAMBRES",null,"0,00 %","0,00"]
[106919,"Cable 4 Cu PE LS-HF-FR","ML","CABLES","562221312 - IDRD - VALOR CIO AJUSTADO","19,00 %","$ 6.690,00","2020-12-29"]
[106586,"Cable 4 Cu-Blanco 7 Hilos","ML","CABLES",null,"0,00 %","0,00"]
[101727,"CABLE 4/0 AWG COBRE THHN 90°C 600V","ML","CABLES","860061089 - IDRD - PROYECCIÓN","19,00 %","$ 64.352,00","2022-01-31"]
[106934,"Cable 4/0 Cu PE LS-HF-FR","ML","CABLES","8956232 - IDRD - MEDIA ARMONICA COTIZACIONES","19,00 %","$ 31.801,00","2019-04-10"]
[101791,"Cable 4X10 Cu aisl termoplástico 75 °C 600 V","ML","ALAMBRES",null,"0,00 %","0,00"]
[101817,"Cable 4X10 Encauchetado**","ML","ALAMBRES",null,"0,00 %","0,00"]
[106722,"Cable 4x12AWG MULTIFLEX PVC/NY600V90CTC","ML","CABLES",null,"0,00 %","0,00"]
[101792,"Cable 4X8 Cu aisl termoplástico 75 °C 600 V","ML","ALAMBRES",null,"0,00 %","0,00"]
[106916,"Cable 6 Cu PE LS-HF-FR","ML","CABLES",null,"0,00 %","0,00"]
[106587,"Cable 6 Cu-Verde 7 Hilos","ML","CABLES",null,"0,00 %","0,00"]
[106918,"Cable 8 Cu PE LS-HF-FR","ML","CABLES","562221312 - IDRD - VALOR CIO AJUSTADO","19,00 %","$ 2.626,00","2020-12-29"]
[106588,"Cable 8 Cu-Negro 7 Hilos","ML","CABLES",null,"0,00 %","0,00"]
[101911,"Cable Acero Encauchetado Ø1/4\"","ML","FERRETERIA Y HERRAMIENTAS","66665555555 - IDRD - MEDIA ARITMETICA DE COTIZACIONES","19,00 %","$ 3.225,99","2019-05-16"]
[101910,"Cable Acero Encauchetado Ø1/8\"","ML","FERRETERIA Y HERRAMIENTAS","66665555555 - IDRD - MEDIA ARITMETICA DE COTIZACIONES","19,00 %","$ 1.331,00","2019-05-16"]
[103501,"Cable Acero galvanizado 3/16\"**","ML","FERRETERIA Y HERRAMIENTAS",null,"0,00 %","0,00"]
[104024,"Cable Acero galvanizado 5/16\" (Alma de acero)","ML","FERRETERIA Y HERRAMIENTAS",null,"0,00 %","0,00"]
[107521,"CABLE Al LSZH 250 KCMIL","ML","INST. ELECTRICAS",null,"0,00 %","0,00"]
[12,"CABLE ALMA ACERO  3/8\"","ML","ACEROS,HIERROS/MALLAS,CERCHAS",null,"0,00 %","0,00"]
[1235,"CABLE ALMA ACERO 1/4","ML","ACEROS,HIERROS/MALLAS,CERCHAS",null,"0,00 %","0,00"]
[13,"CABLE ALMA FIBRA  3/8\"","ML","ACEROS,HIERROS/MALLAS,CERCHAS",null,"0,00 %","0,00"]
[2876,"CABLE Alum. Aisl. 1/0 THW","ML","CABLES","860061089 - IDRD - PROYECCIÓN","19,00 %","$ 6.964,00","2023-03-28"]
[834,"CABLE Alum. Aisl. 2  THW","ML","CABLES",null,"0,00 %","0,00"]
[2877,"CABLE Alum. Aisl. 2/0 THW","ML","INST. ELECTRICAS","860061089 - IDRD - PROYECCIÓN","19,00 %","$ 5.807,00","2022-01-31"]
[2161,"CABLE Alum. Aisl. 4/0 THW","ML","CABLES",null,"0,00 %","0,00"]
[100924,"CABLE Alum. Aisl. 6  THW","ML","MISCELANEA","860061089 - IDRD - PROYECCIÓN","19,00 %","$ 4.238,99","2023-03-24"]
[101542,"Cable Aluminio  N°1/0 AWG  600 V 75°C","ML","CABLES","8956232 - IDRD - MEDIA ARMONICA COTIZACIONES","19,00 %","$ 7.423,01","2022-06-13"]
[101541,"Cable Aluminio  N°2 AWG  600 V 75°C","ML","CABLES",null,"0,00 %","0,00"]
[101539,"Cable Aluminio  N°2/0 AWG  600 V 75°C","ML","CABLES",null,"0,00 %","0,00"]
[106668,"CABLE ALUMINIO  N°4/0 AWG SERIE 8000 THHN","ML","CABLES","860061089 - IDRD - PROYECCIÓN","19,00 %","$ 7.618,00","2022-01-31"]
[101536,"Cable Aluminio  N°6 AWG  600 V 75°C","ML","CABLES","555555555555 - IDRD - MEDIANA DE COTIZACIONES","19,00 %","$ 2.010,01","2022-05-02"]
[105037,"CABLE ALUMINIO 2/0 THNN-600V","ML","INST. ELECTRICAS","860061089 - IDRD - PROYECCIÓN","19,00 %","$ 9.241,00","2023-03-28"]
[106356,"Cable Aluminio 350 (MCM) THHW","ML","CABLES","860061089 - IDRD - PROYECCIÓN","19,00 %","$ 19.830,01","2023-03-28"]
[101540,"Cable Aluminio 4/0 AWG 600 V 75°C","ML","CABLES","860061089 - IDRD - PROYECCIÓN","19,00 %","$ 12.411,00","2023-03-29"]
[105038,"CABLE ALUMINIO ACSR( 2/0)DESNUDO AWG","ML","INST. ELECTRICAS","860061089 - IDRD - PROYECCIÓN","19,00 %","$ 4.886,00","2023-03-28"]
[613,"CABLE ALUMINIO N° 4 THHN-AWG(SERIE 8.000)","ML","CABLES","860061089 - IDRD - PROYECCIÓN","19,00 %","$ 2.060,00","2022-01-28"]
[105548,"CABLE ALUMINIO N°2 - THHN-AWG-600V  75°","ML","INST. ELECTRICAS","860061089 - IDRD - PROYECCIÓN","19,00 %","$ 4.207,99","2023-03-28"]
[106834,"Cable Aluminio N°2 serie 8.000","ML","CABLES",null,"0,00 %","0,00"]
[101538,"Cable Aluminio N°4 THHN-AWG 600 V","ML","CABLES","860061089 - IDRD - PROYECCIÓN","19,00 %","$ 4.467,00","2023-03-29"]
[105103,"Cable Aluminio XLPE - 15 KV - N°2/0 -  90°C Aislam","ML","CABLES","8956232 - IDRD - MEDIA ARMONICA COTIZACIONES","19,00 %","$ 40.652,01","2022-05-04"]
[3416,"CABLE AMP UTP  25P POWERSUM CAT 5","CAJA","CABLEADO ESTRUCTURADO",null,"0,00 %","0,00"]
[9806,"CABLE AMP UTP 4 PARES- CAT6","ML","CABLEADO ESTRUCTURADO","860061089 - IDRD - PROYECCIÓN","19,00 %","$ 2.090,00","2022-01-28"]
[102943,"CABLE AMP UTP 4P CAT 5E","ML","CABLEADO ESTRUCTURADO","860061089 - IDRD - PROYECCIÓN","19,00 %","$ 2.738,00","2022-01-28"]
[3415,"CABLE AMP UTP 4P QUANTUM (CAT6)","CAJA","CABLEADO ESTRUCTURADO",null,"0,00 %","0,00"]
[108984,"CABLE ANTIFLAMA DE ALARMA DE INCENDIO 2 x 18 ROJO","ML","INST. ELECTRICAS",null,"0,00 %","0,00"]
[1577,"CABLE CITOFONO 10  PARES","ML","INST. ELECTRICAS",null,"0,00 %","0,00"]
[103844,"cable coaxial RG59 al 60%","ML","CABLES",null,"0,00 %","0,00"]
[106541,"CABLE COAXIAL RG-6 CERTIFICADO","ML","CABLES",null,"0,00 %","0,00"]
[102278,"CABLE cobre  1X250 KCM THHN - 90 C 600V","ML","CABLES",null,"0,00 %","0,00"]
[101423,"CABLE cobre  8 THH - 90 C 600V","ML","CABLES","8956232 - IDRD - MEDIA ARMONICA COTIZACIONES","19,00 %","$ 3.510,00","2020-12-24"]
[90009,"CABLE cobre #8 THHN 90 - 600V-AWG **","ML","INST. ELECTRICAS","860061089 - IDRD - PROYECCIÓN","19,00 %","$ 5.302,00","2022-06-06"]
[103838,"cable cobre 12    AWG THHN","ML","CABLES","860061089 - IDRD - PROYECCIÓN","19,00 %","$ 2.795,00","2023-03-28"]
[103830,"Cable Cobre 4/0 AWG-THHN","ML","CABLES","860061089 - IDRD - PROYECCIÓN","19,00 %","$ 84.021,00","2023-03-28"]
[741,"CABLE cobre Aisl. 1/0 THW - 75 C 600V","ML","CABLES",null,"0,00 %","0,00"]
[742,"CABLE cobre Aisl. 2/0 THW - 75 C 600V","ML","CABLES",null,"0,00 %","0,00"]
[101234,"CABLE cobre Aisl. 250 MCM THW - 90 C 600V","ML","CABLES","860061089 - IDRD - PROYECCIÓN","19,00 %","$ 35.674,00","2020-12-29"]
[105099,"CABLE cobre Aisl. 300 MCM THW - 90 C 600V","ML","CABLES","562221312 - IDRD - VALOR CIO AJUSTADO","19,00 %","$ 50.592,01","2020-12-29"]
[101233,"CABLE cobre Aisl. 350 MCM THW - 90 C 600V","ML","CABLES",null,"0,00 %","0,00"]
[2755,"CABLE cobre Aisl. 3U0 THW - 90 C 600V","ML","CABLES",null,"0,00 %","0,00"]
[101723,"CABLE cobre Aisl. 400 MCM THW - 90 C 600V","ML","CABLES",null,"0,00 %","0,00"]
[2756,"CABLE cobre Aisl. 4U0 THW - 75 C 600V","ML","CABLES",null,"0,00 %","0,00"]
[103836,"Cable Cobre Aisl. 8 THW - 90 C 600V","ML","CABLES","860061089 - IDRD - PROYECCIÓN","19,00 %","$ 6.301,00","2023-03-24"]
[106398,"CABLE cobre Aisl. HFFR # 12","ML","CABLES","860061089 - IDRD - PROYECCIÓN","19,00 %","$ 3.766,00","2023-03-28"]
[103831,"Cable Cobre Aislado  N°2/0 AWG THHN","ML","INST. ELECTRICAS","860061089 - IDRD - PROYECCIÓN","19,00 %","$ 41.375,00","2022-06-06"]
[106664,"CABLE COBRE AISLADO # 250 MCM- KCM THHN/600V","ML","CABLES",null,"0,00 %","0,00"]
[105914,"CABLE COBRE AISLADO 500 MCM THW - 90 C","ML","INST. ELECTRICAS",null,"0,00 %","0,00"]
[2833,"CABLE COBRE AISLADO C.14 AWG THWN 600V 90°C","ML","CABLES","8956232 - IDRD - MEDIA ARMONICA COTIZACIONES","19,00 %","$ 1.425,00","2020-10-22"]
[3734,"CABLE cobre desnudo AWG 1/0","ML","CABLES","8956232 - IDRD - MEDIA ARMONICA COTIZACIONES","19,00 %","$ 38.202,00","2023-03-29"]
[103158,"CABLE cobre desnudo AWG 1/0  NO USAR","ML","CABLES",null,"0,00 %","0,00"]
[103436,"Cable Cobre desnudo N°4","ML","CABLES","860061089 - IDRD - PROYECCIÓN","19,00 %","$ 6.280,00","2020-01-10"]
[109129,"Cable Cobre desnudo N°6","ML","CABLES","8956232 - IDRD - MEDIA ARMONICA COTIZACIONES","19,00 %","$ 4.277,00","2019-12-17"]
[102510,"CABLE COBRE DESNUDO No. 2/0   AWG 19hilos","ML","CABLES","860061089 - IDRD - PROYECCIÓN","19,00 %","$ 44.029,00","2023-03-29"]
[101819,"Cable Cobre HFFRLS 600V 75°C # 6 AWG CDRC Cometas","ML","CABLES","66665555555 - IDRD - MEDIA ARITMETICA DE COTIZACIONES","19,00 %","$ 6.437,00","2020-12-29"]
[103162,"CABLE cobre RG59 AMERICANO","ML","CABLES",null,"0,00 %","0,00"]
[101724,"CABLE cobre THHN 90 - 600V 1/0 AWG","ML","CABLES","860061089 - IDRD - PROYECCIÓN","19,00 %","$ 31.637,01","2022-06-08"]
[90007,"CABLE cobre THHN 90 - 600V 2 AWG","ML","CABLES","860061089 - IDRD - PROYECCIÓN","19,00 %","$ 38.517,00","2023-03-29"]
[101726,"CABLE cobre THHN 90 - 600V 2/0 AWG **","ML","CABLES","860061089 - IDRD - PROYECCIÓN","19,00 %","$ 40.189,00","2022-06-08"]
[90004,"CABLE cobre THHN 90 - 600V 4 AWG","ML","INST. ELECTRICAS","860061089 - IDRD - PROYECCIÓN","19,00 %","$ 13.632,00","2023-03-29"]
[90006,"CABLE cobre THHN 90 - 600V 4/0 AWG **","ML","CABLES",null,"0,00 %","0,00"]
[103895,"CABLE cobre THHN 90 - 600V 6 AWG","ML","INST. ELECTRICAS","860061089 - IDRD - PROYECCIÓN","19,00 %","$ 9.370,00","2023-03-28"]
[102275,"CABLE cobre THHN 90-600V 3/0 AWG","ML","CABLES","860061089 - IDRD - PROYECCIÓN","19,00 %","$ 53.591,00","2022-01-31"]
[90011,"CABLE COBRE THHN/THWN-2 C.10 AWG 600V 90°C","ML","INST. ELECTRICAS","860061089 - IDRD - PROYECCIÓN","19,00 %","$ 3.474,00","2023-03-29"]
[101600,"CABLE Cu 15 KV ,XLPE  AWG 3#2 apantallado","ML","ACEROS,HIERROS/MALLAS,CERCHAS",null,"0,00 %","0,00"]
[101512,"Cable Cu 15 KV, Nº 2  XLPE 90°C aislamiento 100 %","ML","CABLES",null,"0,00 %","0,00"]
[101511,"Cable Cu 15 KV,3 # 2/0 XLPE 90°C aislameinto 100 %","ML","CABLES",null,"0,00 %","0,00"]
[106839,"Cable Cu Aislado N°12 AWG-600V -LSZH","ML","INST. ELECTRICAS","860061089 - IDRD - PROYECCIÓN","19,00 %","$ 2.376,00","2022-01-28"]
[101475,"Cable Cu desnudo # 2/0 enterrado","ML","CABLES","555555555555 - IDRD - MEDIANA DE COTIZACIONES","19,00 %","$ 43.775,01","2022-06-09"]
[107510,"CABLE Cu LSZH 1/0 AWG","ML","INST. ELECTRICAS","860061089 - IDRD - PROYECCIÓN","19,00 %","$ 37.759,00","2022-01-28"]
[107526,"CABLE Cu LSZH 10 AWG","ML","INST. ELECTRICAS",null,"0,00 %","0,00"]
[107509,"CABLE Cu LSZH 2 AWG","ML","INST. ELECTRICAS",null,"0,00 %","0,00"]
[107513,"CABLE Cu LSZH 2/0 AWG","ML","INST. ELECTRICAS",null,"0,00 %","0,00"]
[107530,"CABLE Cu LSZH 4 AWG","ML","INST. ELECTRICAS",null,"0,00 %","0,00"]
[107516,"CABLE Cu LSZH 4/0 Kcmil","ML","INST. ELECTRICAS",null,"0,00 %","0,00"]
[107515,"CABLE Cu LSZH 500 Kcmil","ML","INST. ELECTRICAS","860061089 - IDRD - PROYECCIÓN","19,00 %","$ 3.779,00","2022-01-28"]
[107525,"CABLE Cu LSZH 6 AWG","ML","INST. ELECTRICAS","860061089 - IDRD - PROYECCIÓN","19,00 %","$ 2.836,00","2022-01-28"]
[107524,"CABLE Cu LSZH 8 AWG","ML","INST. ELECTRICAS","860061089 - IDRD - PROYECCIÓN","19,00 %","$ 4.857,00","2022-01-28"]
[105108,"CABLE Cu(2/0)XLPE - 15 KV M.T.","ML","CABLES","8956232 - IDRD - MEDIA ARMONICA COTIZACIONES","19,00 %","$ 20.050,00","2019-03-15"]
[107195,"Cable dali 2x16awg","UN","LAMPARAS",null,"0,00 %","0,00"]
[10744,"CABLE DE ALUMINIO 4/0 SERIE 800","ML","CABLES","8956232 - IDRD - MEDIA ARMONICA COTIZACIONES","19,00 %","$ 13.678,40","2022-08-18"]
[105620,"Cable de aluminio desnudo calibre #2AWG","ML","CABLES","8956232 - IDRD - MEDIA ARMONICA COTIZACIONES","19,00 %","$ 3.435,01","2022-06-09"]
[102360,"Cable de Belden 1 par","ML","CABLES",null,"0,00 %","0,00"]
[102323,"Cable de cobre desnudo # 10 (sum+transp+inst)","ML","CABLES",null,"0,00 %","0,00"]
[101484,"Cable de cobre desnudo # 2 (suministro)","ML","CABLES","860061089 - IDRD - PROYECCIÓN","19,00 %","$ 21.031,00","2023-03-24"]
[104978,"CABLE DE COBRE DESNUDO N°10","ML","CABLES","860061089 - IDRD - PROYECCIÓN","19,00 %","$ 1.791,00","2020-01-10"]
[104977,"CABLE DE COBRE DESNUDO N°8","ML","CABLES",null,"0,00 %","0,00"]
[109068,"Cable de Cobre HFFR LS 600 V 75 °C CT - 1/0 AWG","ML","CABLES",null,"0,00 %","0,00"]
[108821,"Cable de Cobre HFFR LS 600 V 75 °C CT - 12 AWG","ML","CABLES","860061089 - IDRD - PROYECCIÓN","19,00 %","$ 2.636,00","2023-03-28"]
[109085,"Cable de Cobre HFFR LS 600 V 75 °C CT - 12 AWG","ML","CABLES","860061089 - IDRD - PROYECCIÓN","19,00 %","$ 1.602,86","2020-01-13"]
[109069,"Cable de Cobre HFFR LS 600 V 75 °C CT – 2 AWG","ML","CABLES","555555555555 - IDRD - MEDIANA DE COTIZACIONES","19,00 %","$ 12.284,00","2019-04-11"]
[109059,"Cable de Cobre HFFR LS 600 V 75 °C CT - 2/0 AWG","ML","CABLES",null,"0,00 %","0,00"]
[109055,"Cable de Cobre HFFR LS 600 V 75 °C CT – 350 AWG","ML","CABLES","89585454444 - CONTRATO CONSULTORIA CDRC 2","19,00 %","$ 60.203,50","2019-09-19"]
[109077,"Cable de Cobre HFFR LS 600 V 75 °C CT – 4 AWG","ML","CABLES","8956232 - IDRD - MEDIA ARMONICA COTIZACIONES","19,00 %","$ 7.826,00","2019-04-12"]
[109047,"Cable de Cobre HFFR LS 600 V 75 °C CT - 4/0 AWG","ML","CABLES",null,"0,00 %","0,00"]
[109075,"Cable de Cobre HFFR LS 600 V 75 °C CT – 6 AWG","ML","CABLES","8956232 - IDRD - MEDIA ARMONICA COTIZACIONES","19,00 %","$ 5.533,50","2019-10-01"]
[109081,"Cable de Cobre HFFR LS 600 V 75 °C CT – 6 AWG","ML","CABLES","8956232 - IDRD - MEDIA ARMONICA COTIZACIONES","19,00 %","$ 5.533,50","2019-10-01"]
[109023,"Cable de Cobre HFFR LS 600 V 75 °C CT – 8 AWG","ML","CABLES","8956232 - IDRD - MEDIA ARMONICA COTIZACIONES","19,00 %","$ 3.185,00","2019-04-12"]
[102779,"Cable de cobre HFFRLS AWG #  250","ML","CABLES","861556545 - NACIONAL DE ELECTRICOS","19,00 %","$ 42.025,00","2019-08-20"]
[102161,"Cable de cobre HFFRLS AWG # 10","ML","CABLES","860061089 - IDRD - PROYECCIÓN","19,00 %","$ 4.746,01","2023-03-29"]
[102158,"Cable de cobre HFFRLS AWG # 3/0 CDRC Cometas","ML","CABLES","77777777777 - CONTRATO CONSULTORIA CEFE COMETAS","19,00 %","$ 6.578,00","2019-07-09"]
[300001,"Cable de cobre HFFRLS AWG # 300 Kcmil CDRC Cometas","ML","INST. ELECTRICAS","860061089 - IDRD - PROYECCIÓN","19,00 %","$ 98.702,00","2022-01-28"]
[102063,"CABLE DE COBRE HFFRLS AWG #10","ML","CABLES","NINGUNO EN PARTICULAR","19,00 %","$ 18.627,00","2019-07-05"]
[109046,"Cable de Cobre THHN-THWN 600 V 90 °C – 400 AWG","ML","MISCELANEA",null,"0,00 %","0,00"]
[107504,"Cable de control AWG 2X8 Blindado","ML","SISTEMAS VENTILACION",null,"0,00 %","0,00"]
[104251,"Cable de control AWG 3X18 blindado","ML","MISCELANEA","6555555555 - IDRD - MENOR VALOR   DE COTIZACIONES","19,00 %","$ 4.217,00","2019-07-04"]
[108659,"CABLE DE CONTROL DIM","UN","MISCELANEA",null,"0,00 %","0,00"]
[107196,"Cable de control GRX-360","UN","LAMPARAS",null,"0,00 %","0,00"]
[105114,"CABLE DE Cu DESNUDO N°12","ML","INST. ELECTRICAS",null,"0,00 %","0,00"]
[107073,"Cable de Fibra 12 Fibres 140 M","UN","APARATOS ELECTRICOS",null,"0,00 %","0,00"]
[107074,"Cable de Fibra 12 Fibres 200 M","UN","APARATOS ELECTRICOS",null,"0,00 %","0,00"]
[107075,"Cable de Fibra 12 Fibres 230 M","UN","APARATOS ELECTRICOS",null,"0,00 %","0,00"]
[107076,"Cable de Fibra 12 Fibres 270 M","UN","APARATOS ELECTRICOS",null,"0,00 %","0,00"]
[107973,"Cable de incendio 2X16 Honeywell","ML","APARATOS ELECTRICOS","66665555555 - IDRD - MEDIA ARITMETICA DE COTIZACIONES","19,00 %","$ 2.137,00","2019-03-11"]
[103256,"CABLE DE NEOPRENO 2X18 TELEFONICA  PRICEX","ML","INST. ELECTRICAS",null,"0,00 %","0,00"]
[101473,"Cable desnudo # 2 AWG instalaciones internas","ML","CABLES",null,"0,00 %","0,00"]
[106595,"CABLE DUPLEX 2 X 18 AWG 18, 600V 100% COBRE","ML","CABLES",null,"0,00 %","0,00"]
[103845,"Cable duplex 2 x14","ML","CABLES","860061089 - IDRD - PROYECCIÓN","19,00 %","$ 2.482,01","2022-01-31"]
[104097,"CABLE DUPLEX 2X10 AWG","ML","MISCELANEA",null,"0,00 %","0,00"]
[106542,"CABLE DUPLEX 2X12 (ROLLO X 100 Mts)","ML","CABLES","860061089 - IDRD - PROYECCIÓN","19,00 %","$ 4.068,00","2022-01-31"]
[105196,"CABLE DUPLEX 2X20 (GRIS)","ML","CABLES",null,"0,00 %","0,00"]
[102671,"CABLE DUPLEX Cu N°12","ML","CABLES","860061089 - IDRD - PROYECCIÓN","19,00 %","$ 5.665,00","2023-03-27"]
[105641,"CABLE EN ACERO GALVANIZADO Ø1/8\"(7X7) POR 100ML","ML","FERRETERIA",null,"0,00 %","0,00"]
[108752,"CABLE ENCAUCHEADO 3X10","UN","CABLES","8956232 - IDRD - MEDIA ARMONICA COTIZACIONES","19,00 %","$ 15.301,00","2023-02-20"]
[103212,"CABLE ENCAUCHETADO  2x8","ML","CABLES",null,"0,00 %","0,00"]
[2759,"CABLE ENCAUCHETADO 2 x 16 SPT - 60 C 300V","ML","APARATOS ELECTRICOS","860061089 - IDRD - PROYECCIÓN","19,00 %","$ 1.609,00","2020-01-10"]
[2757,"CABLE ENCAUCHETADO 2 x 8 ST","ML","CABLES",null,"0,00 %","0,00"]
[102587,"CABLE ENCAUCHETADO 2 x12 SPT - 60 C 300V","ML","CABLES","8956232 - IDRD - MEDIA ARMONICA COTIZACIONES","19,00 %","$ 6.893,00","2023-03-31"]
[103839,"cable encauchetado 2 x18","ML","CABLES","860061089 - IDRD - PROYECCIÓN","19,00 %","$ 3.052,00","2023-03-28"]
[758,"CABLE ENCAUCHETADO 3 x 8 ST","ML","CABLES","860061089 - IDRD - PROYECCIÓN","19,00 %","$ 25.285,00","2023-03-28"]
[103841,"Cable Encauchetado 3 x12","ML","CABLES",null,"0,00 %","0,00"]
[103840,"CABLE ENCAUCHETADO 3 x14 (600V)","ML","CABLES","860061089 - IDRD - PROYECCIÓN","19,00 %","$ 8.317,01","2023-03-28"]
[103842,"cable encauchetado 3x10","ML","CABLES",null,"0,00 %","0,00"]
[1237,"CABLE ENCAUCHETADO 3X10","ML","CABLES",null,"0,00 %","0,00"]
[102272,"Cable Encauchetado 3X12 Cu THHN/THWN 600 V  90°C","ML","ALAMBRES","555555555555 - IDRD - MEDIANA DE COTIZACIONES","19,00 %","$ 4.798,00","2019-12-17"]
[106098,"CABLE ENCAUCHETADO 3X16 AWG","ML","CABLES","860061089 - IDRD - PROYECCIÓN","19,00 %","$ 2.050,62","2020-01-13"]
[107322,"CABLE ENCAUCHETADO 3X18","ML","CABLES","555555555555 - IDRD - MEDIANA DE COTIZACIONES","19,00 %","$ 2.215,99","2020-10-27"]
[103072,"CABLE ENCAUCHETADO DE 3 X 12 **","ML","CABLES","860061089 - IDRD - PROYECCIÓN","19,00 %","$ 11.769,00","2023-03-24"]
[106471,"CABLE ENCAUCHETADO DE 4 X 8","ML","CABLES",null,"0,00 %","0,00"]
[107056,"Cable FTP categoría 6A blindado.","UN","CABLES","66665555555 - IDRD - MEDIA ARITMETICA DE COTIZACIONES","19,00 %","$ 1.933,00","2019-03-11"]
[100458,"Cable Guaya de acero  1/4\" ","ML","ACEROS,HIERROS/MALLAS,CERCHAS","860061089 - IDRD - PROYECCIÓN","19,00 %","$ 4.383,00","2022-01-28"]
[107050,"Cable HDMI 4K 15m","UN","CABLES","860061089 - IDRD - PROYECCIÓN","19,00 %","$ 74.623,00","2022-01-31"]
[101853,"Cable HDMI CDRC Cometas","ML","CABLES","8956232 - IDRD - MEDIA ARMONICA COTIZACIONES","19,00 %","$ 2.666,16","2019-09-26"]
[106161,"CABLE MULTIPAR N°6","ML","INST. ELECTRICAS","860061089 - IDRD - PROYECCIÓN","19,00 %","$ 5.558,00","2020-01-10"]
[104764,"CABLE MULTIPAR TELEFONICO 50 PARES (INTERIOR)","UN","CABLEADO ESTRUCTURADO",null,"0,00 %","0,00"]
[106543,"CABLE SILICONADO NO. 12","ML","CABLES",null,"0,00 %","0,00"]
[9794,"CABLE SOLIDO CAT.E CM ENHANCED","UN","CABLEADO ESTRUCTURADO",null,"0,00 %","0,00"]
[104036,"CABLE TELEFONICO 10 PARES EXTERIOR","ML","INST. ELECTRICAS",null,"0,00 %","0,00"]
[104035,"CABLE TELEFONICO 10 PARES INTERIOR","ML","INST. ELECTRICAS",null,"0,00 %","0,00"]
[102357,"Cable telefónico de 2 pares","ML","CABLES",null,"0,00 %","0,00"]
[106156,"CABLE TELEFONICO DE 50- PARES","ML","CABLES","860061089 - IDRD - PROYECCIÓN","19,00 %","$ 9.575,00","2020-01-10"]
[101543,"Cable telefónico uso exterior  relleno 10x2x0.4mm","ML","CABLES",null,"0,00 %","0,00"]
[104175,"CABLE UTP CAT 5E SIEMON","ML","CABLEADO ESTRUCTURADO",null,"0,00 %","0,00"]
[107719,"CABLE UTP CAT 6A","ML","INST. ELECTRICAS","860061089 - IDRD - PROYECCIÓN","19,00 %","$ 2.137,00","2022-01-28"]
[106544,"CABLE UTP CATEGORIA  6 S/N CERTIFICADO – BLINDADO","UN","CABLES",null,"0,00 %","0,00"]
[106850,"CABLE UTP CATEGORIA  6 S/N CERTIFICADO – BLINDADO","ML","CABLES","8956232 - IDRD - MEDIA ARMONICA COTIZACIONES","19,00 %","$ 1.304,00","2019-04-01"]
[108660,"CABLE UTP CATEGORIA 5V- CABLE DE CONTROL TABLERO","UN","MISCELANEA",null,"0,00 %","0,00"]
[104722,"CABLE VEHICULAR Nº16","ML","CABLES",null,"0,00 %","0,00"]
[101854,"Cable VGA CDRC Cometas","ML","CABLES","8956232 - IDRD - MEDIA ARMONICA COTIZACIONES","19,00 %","$ 2.050,95","2019-09-26"]
[105915,"CABLE XLPE 15 KV #4/0 (120 mm) HILOS 100%","ML","INST. ELECTRICAS","860061089 - IDRD - PROYECCIÓN","19,00 %","$ 33.756,00","2022-01-28"]
[105602,"CABLE XLPE 2/0 15KV 100% CINTA 120 mm","ML","INST. ELECTRICAS",null,"0,00 %","0,00"]
[108812,"CABLE XLPE 4/0 AWG 35 kV IL 133%","UN","CABLES",null,"0,00 %","0,00"]
[12763,"CABLE XLPE ALUMINIO 185MM - 15KV","ML","CABLES","8956232 - IDRD - MEDIA ARMONICA COTIZACIONES","19,00 %","$ 38.482,01","2020-12-18"]
[108741,"CABLEADO GLOBAL","UN","MISCELANEA",null,"0,00 %","0,00"]
[108204,"CABLEADO TARJETA DE CONTROL","UN","SISTEMAS VENTILACION",null,"0,00 %","0,00"]
[106713,"CableAluminio#4-AWG-THHN-600V(Ser-8.000)7.000ml","ML","CABLES",null,"0,00 %","0,00"]
[104098,"CableFibraOptica2x12HilosMuitimodo50/125 HDPE","ML","INST. ELECTRICAS","555555555555 - IDRD - MEDIANA DE COTIZACIONES","16,00 %","$ 9.283,90","2019-10-02"]
[1974,"CABO PARA PALA EN MADERA 1,20mt (FINO)","UN","HERRAMIENTA",null,"0,00 %","0,00"]
[1975,"CABO PARA PICA MADERA (DIAMET 39mm LAR 90 CM FINO","UN","HERRAMIENTA",null,"0,00 %","0,00"]
[102439,"CABUYA 41 M GRUESA FIQUE FIBRA NATURAL","ML","FERRETERIA","860061089 - IDRD - PROYECCIÓN","19,00 %","$ 206,00","2022-01-28"]
[105488,"CADENA ESLABONADA GALVANIZADA 3/16”","ML","FERRETERIA Y HERRAMIENTAS","860061089 - IDRD - PROYECCIÓN","19,00 %","$ 6.610,00","2022-01-28"]
[103021,"Cadena galvanizada  1/4\"  (Sumin) **(1.5-2.00 MT)","UN","OTROS PREFABRICADOS","860061089 - IDRD - PROYECCIÓN","19,00 %","$ 16.796,01","2023-03-29"]
[100459,"Cadena galvanizada  juegos infant 1/4\"  (Sumin) **","UN","OTROS PREFABRICADOS",null,"0,00 %","0,00"]
[103810,"CADENA GALVANIZADA COLUMPIO-3/8\"(1.5-2.0m)","UN","MOBILIARIO PARQUES","860061089 - IDRD - PROYECCIÓN","19,00 %","$ 60.570,00","2023-03-28"]
[105167,"CADENA GALVANIZADA ESLABONADA Ø 3/8\"","ML","FERRETERIA Y HERRAMIENTAS","860061089 - IDRD - PROYECCIÓN","19,00 %","$ 27.522,00","2022-06-03"]
[102495,"Cadenas de 3/8\" Zincada (Sumin) **","ML","OTROS PREFABRICADOS",null,"0,00 %","0,00"]
[100429,"Cadenas para columpio Modulo  5  (Sumin e Inst) **","UN","OTROS PREFABRICADOS",null,"0,00 %","0,00"]
[102494,"Cadenas para columpio Modulo  5  (Sumin) **","UN","OTROS PREFABRICADOS",null,"0,00 %","0,00"]
[642,"CADENERO 1  Sin prestaciones","MES","SUELDOS JORNALES Y CUADRILLAS","860.061.099.1 - IDRD","0,00 %","$ 2.014.798,00","2023-02-13"]
[101114,"CADENERO 1 + PREST.","JRN","SUELDOS JORNALES Y CUADRILLAS","860.061.099.1 - IDRD","0,00 %","$ 2.969.477,00","2022-01-24"]
[3768,"CADENERO 1 + PRESTACIONES","MES","SUELDOS JORNALES Y CUADRILLAS","860.061.099.1 - IDRD","0,00 %","$ 2.969.477,00","2022-01-24"]
[714,"CADENERO 2  Sin prestaciones","MES","SUELDOS JORNALES Y CUADRILLAS","860.061.099.1 - IDRD","0,00 %","$ 1.346.130,00","2023-02-13"]
[3769,"CADENERO 2 + PRESTACIONES","MES","SUELDOS JORNALES Y CUADRILLAS","860.061.099.1 - IDRD","0,00 %","$ 2.509.474,00","2022-01-24"]
[107848,"CADERA (Glute/150 LBS)","UN","MOBILIARIO URBANO Y SEÑALIZAC.",null,"0,00 %","0,00"]
[105523,"CADMIO","UN","ENSAYOS DE LABORATORIO",null,"0,00 %","0,00"]
[102383,"CAJA 20x20x15 PASO TAPA BISAGRA","UN","CAJAS, ARMARIOS, TABLEROS",null,"0,00 %","0,00"]
[748,"CAJA 2400 GALV CG-100 CAL-20","UN","CAJAS, ARMARIOS, TABLEROS","860061089 - IDRD - PROYECCIÓN","19,00 %","$ 3.274,00","2022-01-31"]
[744,"CAJA 30x30x15 STRIP P/CHAPA  EPM","UN","CAJAS, ARMARIOS, TABLEROS",null,"0,00 %","0,00"]
[102362,"CAJA 60x60x12 sTRIP P/CHAPA EPM","UN","CAJAS, ARMARIOS, TABLEROS",null,"0,00 %","0,00"]
[108273,"CAJA ACRILICA PARA SENSOR","UN","SISTEMAS VENTILACION",null,"0,00 %","0,00"]
[106726,"CAJA AE-303 - CODENSA - MEDIDOR TRIFASICO","UN","CAJAS, ARMARIOS, TABLEROS","860061089 - IDRD - PROYECCIÓN","19,00 %","$ 94.044,00","2022-01-31"]
[109138,"CAJA AE-308 - CODENSA--MEDIDOR","UN","CAJAS, ARMARIOS, TABLEROS",null,"0,00 %","0,00"]
[12669,"CAJA BORNERA PARA ACOMETIDA - NORMA ET925","UN","CAJAS, ARMARIOS, TABLEROS","6555555555 - IDRD - MENOR VALOR   DE COTIZACIONES","19,00 %","$ 171.258,85","2020-09-11"]
[2961,"CAJA BREAKER  2Circ. Monof  L/NEX","UN","CAJAS, ARMARIOS, TABLEROS",null,"0,00 %","0,00"]
[746,"CAJA BREAKER  4Circ. Monofasica","UN","CAJAS, ARMARIOS, TABLEROS","860061089 - IDRD - PROYECCIÓN","19,00 %","$ 23.881,00","2022-01-31"]
[2962,"CAJA BREAKER  6Circ. Monof","UN","CAJAS, ARMARIOS, TABLEROS","860061089 - IDRD - PROYECCIÓN","19,00 %","$ 37.986,00","2023-03-29"]
[2963,"CAJA BREAKER  8Circ. Monof  L/NEX","UN","CAJAS, ARMARIOS, TABLEROS",null,"0,00 %","0,00"]
[2964,"CAJA BREAKER  9Circ. Monof  L/NEX","UN","CAJAS, ARMARIOS, TABLEROS",null,"0,00 %","0,00"]
[103183,"CAJA BREAKER  9Circ. Monof  L/NEX","UN","CAJAS, ARMARIOS, TABLEROS",null,"0,00 %","0,00"]
[101321,"CAJA CUADRADA 2 PERFORACIONES DE 1\" ELECT.","UN","CAJAS, ARMARIOS, TABLEROS",null,"0,00 %","0,00"]
[101326,"CAJA CUADRADA 2 PERFORACIONES DE1\" ELECT.","UN","CAJAS, ARMARIOS, TABLEROS","860061089 - IDRD - PROYECCIÓN","19,00 %","$ 19.046,06","2020-01-13"]
[101320,"CAJA CUADRADA 3 PERFORACIONES DE 3/4\" ELECT.","UN","CAJAS, ARMARIOS, TABLEROS","860061089 - IDRD - PROYECCIÓN","19,00 %","$ 17.465,00","2022-01-31"]
[3576,"CAJA CUADRADADA 10.5x10.5x55mm galvanizada","UN","CAJAS, ARMARIOS, TABLEROS",null,"0,00 %","0,00"]
[103107,"CAJA D/PASO 15X15X10cm","UN","CAJAS, ARMARIOS, TABLEROS","860061089 - IDRD - PROYECCIÓN","19,00 %","$ 22.051,00","2023-03-27"]
[3329,"CAJA D/PASO 15X20X10cm LUMINEX","UN","CAJAS, ARMARIOS, TABLEROS",null,"0,00 %","0,00"]
[103286,"CAJA D/PASO 20X25 LUMINEX **","UN","MISCELANEA",null,"0,00 %","0,00"]
[103366,"CAJA D/PASO 28X28X15cm LUMINEX","UN","MISCELANEA",null,"0,00 %","0,00"]
[105554,"CAJA D/PASO 40X40X20 METALICA pint elctrostatica","UN","MISCELANEA","860061089 - IDRD - PROYECCIÓN","19,00 %","$ 122.664,00","2023-03-24"]
[104069,"CAJA D/PASO 40X40X25cm METALICA-INTERPERIE","UN","MISCELANEA",null,"0,00 %","0,00"]
[101556,"Caja de cambio de nivel según norma CODENSA AE287-","UN","INST. ELECTRICAS","77777777777 - CONTRATO CONSULTORIA CEFE COMETAS","19,00 %","$ 1.129.661,00","2019-07-03"]
[102118,"CAJA DE CONVERSION DE HDMI A RCA","UN","MISCELANEA","66665555555 - IDRD - MEDIA ARITMETICA DE COTIZACIONES","19,00 %","$ 51.950,00","2019-07-08"]
[102440,"CAJA DE CONVERSION DE HDMI A RCA","UN","FERRETERIA","860061089 - IDRD - PROYECCIÓN","19,00 %","$ 41.509,00","2022-01-28"]
[12499,"Caja de empotramiento en plastico ","UN","LAMPARAS","77777777777 - CONTRATO CONSULTORIA CEFE COMETAS","19,00 %","$ 286.851,88","2019-10-08"]
[4010,"CAJA DE GRIFOS Lavadora FRIAFIRPLAK 30x21x9","UN","APARATOS",null,"0,00 %","0,00"]
[300003,"Caja de inspección de alumbrado público AP280 CDRC Cometas","UN","LAMPARAS","77777777777 - CONTRATO CONSULTORIA CEFE COMETAS","19,00 %","$ 433.006,00","2019-10-07"]
[102471,"CAJA DE PASO ELECTRICA 30X30X15","UN","APARATOS ELECTRICOS","8956232 - IDRD - MEDIA ARMONICA COTIZACIONES","19,00 %","$ 34.578,00","2019-02-19"]
[107497,"CAJA DE PASO ELECTRICA PLASTICA PISCINA","UN","PISCINAS",null,"0,00 %","0,00"]
[100956,"CAJA DE PASO METALICA  CM (60X60X20CM)","UN","CAJAS, ARMARIOS, TABLEROS","860061089 - IDRD - PROYECCIÓN","19,00 %","$ 147.205,00","2022-01-31"]
[12805,"Caja de rapidógrafos referencia artline 12 unidades ","UN","MOBILIARIO URBANO Y SEÑALIZAC.","860061089 - IDRD - PROYECCIÓN","19,00 %","$ 72.141,00","2022-01-30"]
[107476,"CAJA DE REGISTRO DE 220X175X150 CM","UN","INST. ELECTRICAS",null,"0,00 %","0,00"]
[108453,"CAJA DE VENTILACION EN LINEA CENTRIFUGO ALETAS IN","UN","SISTEMAS VENTILACION",null,"0,00 %","0,00"]
[108127,"CAJA DE VENTILACION EN LINEA CENTRIFUGO ALETAS INC","UN","SISTEMAS VENTILACION",null,"0,00 %","0,00"]
[108138,"CAJA DE VENTILACION EN LINEA CENTRIFUGO ALETAS INC","UN","MISCELANEA",null,"0,00 %","0,00"]
[108145,"CAJA DE VENTILACION EN LINEA CENTRIFUGO ALETAS INC","UN","SISTEMAS VENTILACION",null,"0,00 %","0,00"]
[12836,"CAJA DIRECTA ACTIVA ","UN","VARIOS","860061089 - IDRD - PROYECCIÓN","19,00 %","$ 142.547,01","2022-01-26"]
[12835,"CAJA DIRECTA PASIVA DOBLE CANAL","UN","VARIOS","860061089 - IDRD - PROYECCIÓN","19,00 %","$ 142.594,00","2022-01-26"]
[3520,"CAJA DOBLE PAVCO","UN","CAJAS, ARMARIOS, TABLEROS","860061089 - IDRD - PROYECCIÓN","19,00 %","$ 2.761,00","2022-01-31"]
[102384,"CAJA ELECTR.10x10x10 - GALVANIZADA","UN","CAJAS, ARMARIOS, TABLEROS","860061089 - IDRD - PROYECCIÓN","19,00 %","$ 5.336,00","2023-03-29"]
[12777,"CAJA ELECTRICA 80x80x40cm AEREA ","UN","CAJAS, ARMARIOS, TABLEROS",null,"0,00 %","0,00"]
[101620,"Caja en fundic. de AI IP 55 para breaker 50x40x20","UN","CAJAS, ARMARIOS, TABLEROS",null,"0,00 %","0,00"]
[102565,"Caja en PVC Rectang.(15\"X9.5\"X10\")control Valvulas","UN","ACCESORIOS","860061089 - IDRD - PROYECCIÓN","19,00 %","$ 241.365,00","2023-03-22"]
[103118,"CAJA GALVANIZADA 4\"X4\" (10X10CM) Doble Fondo","UN","INST. ELECTRICAS","860061089 - IDRD - PROYECCIÓN","19,00 %","$ 5.278,00","2023-03-27"]
[103424,"CAJA GALVANIZADA OCTOGONAL","UN","CAJAS, ARMARIOS, TABLEROS","860061089 - IDRD - PROYECCIÓN","19,00 %","$ 1.959,00","2022-01-31"]
[745,"CAJA GALVANIZADA REF 5800","UN","CAJAS, ARMARIOS, TABLEROS","860061089 - IDRD - PROYECCIÓN","19,00 %","$ 2.660,00","2023-03-28"]
[102052,"CAJA HERRAMIENTAS 19 PULGADAS NEWMILLENIUM BANDEJA","UN","FERRETERIA","860061089 - IDRD - PROYECCIÓN","19,00 %","$ 55.369,00","2022-01-28"]
[2132,"CAJA INSPECCION h=30 cm       FIBRIT","UN","TUBERIA SUBT,REJILLAS,SUMIDER.",null,"0,00 %","0,00"]
[1106,"CAJA INSPECCION h=65 cm       FIBRIT","UN","TUBERIA SUBT,REJILLAS,SUMIDER.",null,"0,00 %","0,00"]
[1105,"CAJA INSPECCION Sin Tapa h=30 FIBRIT","UN","TUBERIA SUBT,REJILLAS,SUMIDER.",null,"0,00 %","0,00"]
[2836,"CAJA INSPECCION Sin Tapa h=50 FIBRIT(40x40cm)","UN","TUBERIA SUBT,REJILLAS,SUMIDER.",null,"0,00 %","0,00"]
[108746,"CAJA INTERPERIE 2 MEDIDORES","UN","CAJAS, ARMARIOS, TABLEROS","555555555555 - IDRD - MEDIANA DE COTIZACIONES","19,00 %","$ 130.900,00","2023-03-24"]
[102586,"CAJA LAMINA PARA CONTROLADOR RIEGO AUTOM**","UN","TUBERIA SUBT,REJILLAS,SUMIDER.","860061089 - IDRD - PROYECCIÓN","19,00 %","$ 259.866,00","2023-03-21"]
[102214,"CAJA LAMINA PARA REGISTRO ACUEDUCTO 40X20X20","UN","TUBERIA SUBT,REJILLAS,SUMIDER.",null,"0,00 %","0,00"]
[103274,"CAJA LUMINOSA CON ESCUDO EN ACRÍLICO 40x40 cm","UN","MOBILIARIO URBANO Y SEÑALIZAC.","860061089 - IDRD - PROYECCIÓN","19,00 %","$ 500.164,00","2022-06-07"]
[12765,"CAJA MANIOBRA 3 VIAS 600 AMP DERIV 200 AMP 15 KV ","UN","ACEROS,HIERROS/MALLAS,CERCHAS","555555555555 - IDRD - MEDIANA DE COTIZACIONES","19,00 %","$ 33.290.250,00","2020-12-13"]
[101691,"Caja maniobras 3 vías,  200 A, 15 KV (sum+ins)","UN","APARATOS ELECTRICOS",null,"0,00 %","0,00"]
[101690,"Caja maniobras 4 vías,  200 A, 15 KV (sum+ins)","UN","APARATOS ELECTRICOS",null,"0,00 %","0,00"]
[1762,"CAJA METAL P/DEKO 2VENT  L/NEX","UN","CAJAS, ARMARIOS, TABLEROS",null,"0,00 %","0,00"]
[1768,"CAJA METAL P/DEKO 3VENT  L/NEX","UN","CAJAS, ARMARIOS, TABLEROS",null,"0,00 %","0,00"]
[104538,"CAJA METALIC.(20X20X15CM) LAM.CAL.18+PINT-ELECTROS","UN","CAJAS, ARMARIOS, TABLEROS","860061089 - IDRD - PROYECCIÓN","19,00 %","$ 20.813,00","2020-01-10"]
[105097,"CAJA METALIC.(20X20X20CM) LAM.CAL.18+PINT-ELECTRO","UN","CAJAS, ARMARIOS, TABLEROS",null,"0,00 %","0,00"]
[104735,"CAJA METALICA 30X20X12CM","UN","CAJAS, ARMARIOS, TABLEROS",null,"0,00 %","0,00"]
[12685,"CAJA METÁLICA DE PASO 100X100X40 AE287","UN","CAJAS, ARMARIOS, TABLEROS","6555555555 - IDRD - MENOR VALOR   DE COTIZACIONES","19,00 %","$ 544.999,77","2020-09-16"]
[12686,"CAJA METÁLICA DE PASO DE 70X80X40 - AE287","UN","CAJAS, ARMARIOS, TABLEROS","6555555555 - IDRD - MENOR VALOR   DE COTIZACIONES","19,00 %","$ 357.999,60","2020-09-16"]
[103460,"CAJA METALICA ELECTRICOS(20X20X10CM)INDELPA","UN","INST. ELECTRICAS",null,"0,00 %","0,00"]
[108009,"Caja metálica pequeña expansoras tamper","UN","APARATOS ELECTRICOS",null,"0,00 %","0,00"]
[105198,"CAJA MONOFASICA SEIS CIRCUITOS BARRAJE 100AMP","UN","CAJAS, ARMARIOS, TABLEROS",null,"0,00 %","0,00"]
[105197,"CAJA MONOFASICA TRES CIRCUITOS BARRAJE 75AMP","UN","CAJAS, ARMARIOS, TABLEROS",null,"0,00 %","0,00"]
[750,"CAJA OCTAG GALV OG-100 CAL-20","UN","CAJAS, ARMARIOS, TABLEROS",null,"0,00 %","0,00"]
[108949,"CAJA OCTOGONAL TIPO E (1 ACCESO) DE 3/4\"","UN","APARATOS ELECTRICOS",null,"0,00 %","0,00"]
[10735,"CAJA OCTOGONAL TIPO E (1 ACCESO) DE 3/4\"","UN","CAJAS, ARMARIOS, TABLEROS","8956232 - IDRD - MEDIA ARMONICA COTIZACIONES","19,00 %","$ 1.800,01","2022-07-18"]
[104785,"CAJA PARA BREAKER INDUSTRIAL (20x30x10cm)metalica","UN","CAJAS, ARMARIOS, TABLEROS",null,"0,00 %","0,00"]
[102984,"CAJA PARA HERRAMIENTAS 18\" NEGRO **","UN","FERRETERIA Y HERRAMIENTAS",null,"0,00 %","0,00"]
[104568,"CAJA PARA MEDIDOR TRIFA.CARGA30 KVA ESPAC. TOTALIZ","UN","CAJAS, ARMARIOS, TABLEROS",null,"0,00 %","0,00"]
[105199,"CAJA PARA MEDIDOR TRIFASICO DE 150 AMP","UN","CAJAS, ARMARIOS, TABLEROS","555555555555 - IDRD - MEDIANA DE COTIZACIONES","19,00 %","$ 160.000,00","2020-12-24"]
[105617,"CAJA PARA MEDIDOR TRIFASICO DE 150 norma codensa","UN","CAJAS, ARMARIOS, TABLEROS","860061089 - IDRD - PROYECCIÓN","19,00 %","$ 166.853,01","2023-03-28"]
[9435,"CAJA PARA REGISTRO CORTE DE GAS","UN","ACCESORIOS",null,"0,00 %","0,00"]
[101894,"CAJA PASO ELÉCTRICA PLÁSTICA PISCINA (CEFE COMETAS","UN","INST. ELECTRICAS","77777777777 - CONTRATO CONSULTORIA CEFE COMETAS","19,00 %","$ 83.339,00","2019-04-24"]
[104585,"CAJA PLASTICA 2.400","UN","APARATOS ELECTRICOS","860061089 - IDRD - PROYECCIÓN","19,00 %","$ 710,00","2022-01-28"]
[104236,"CAJA PLASTICA 5800  PVC","UN","INST. ELECTRICAS","8956232 - IDRD - MEDIA ARMONICA COTIZACIONES","19,00 %","$ 715,00","2023-03-22"]
[103668,"CAJA PLASTICA CONDUIT DOBLE FONDO REF 2400","UN","MISCELANEA",null,"0,00 %","0,00"]
[106481,"CAJA PORTA HERRAMIENTAS 24\" PLASTICO","UN","FERRETERIA",null,"0,00 %","0,00"]
[102215,"CAJA PREFABRIC.DE PISO PARA MED.DE ACUEDUCTO","UN","TUBERIA SUBT,REJILLAS,SUMIDER.",null,"0,00 %","0,00"]
[107446,"CAJA PREMOLDEADA PARA BREAKER INDUSTRIAL","UN","INST. ELECTRICAS",null,"0,00 %","0,00"]
[105057,"CAJA RADWELL 4 SALIDAS 3/4\"-2.400 (4X4)","UN","INST. ELECTRICAS","6555555555 - IDRD - MENOR VALOR   DE COTIZACIONES","19,00 %","$ 17.699,00","2019-09-13"]
[109119,"CAJA RAWELT 4 SALIDAS 3/4\"-2.400 (4X4)","UN","INST. ELECTRICAS","860061089 - IDRD - PROYECCIÓN","19,00 %","$ 20.230,00","2022-01-28"]
[108991,"CAJA RAWELT OCTOGONAL","UN","INST. ELECTRICAS",null,"0,00 %","0,00"]
[105947,"CAJA RECTANGULAR PARA VALVULAS","UN","INST. HIDRAUL/SANIT. Y LAMINAS",null,"0,00 %","0,00"]
[3563,"CAJA SENCILLA PAVCO","UN","CAJAS, ARMARIOS, TABLEROS",null,"0,00 %","0,00"]
[106592,"CAJA TOTALIZADOR (40X40X10CM)Pint. Electrost.","UN","CAJAS, ARMARIOS, TABLEROS",null,"0,00 %","0,00"]
[108997,"Caja Trifasica 12 circuitos espacio para Tot + Pue","UN","APARATOS ELECTRICOS",null,"0,00 %","0,00"]
[109016,"Caja Trifasica 18 circuitos espacio para Tot + Pue","UN","APARATOS ELECTRICOS",null,"0,00 %","0,00"]
[109031,"Caja Trifasica 30 circuitos espacio para Tot + Pue","UN","APARATOS ELECTRICOS",null,"0,00 %","0,00"]
[108929,"Caja ventilación extracción aleta curva 600cfm***","UN","SISTEMAS VENTILACION",null,"0,00 %","0,00"]
[108151,"CAJA VENTILADOR CENTRÍFUGO EN LINEA VE-09 1100 RPM","UN","SISTEMAS VENTILACION",null,"0,00 %","0,00"]
[105980,"CajaInspecciónPolimeroPistaAtletismo(Sum+Inst)IAAF","UN","INST. HIDRAUL/SANIT. Y LAMINAS",null,"0,00 %","0,00"]
[106824,"CajaManiobras4VíasEntr:600A-Deriv:200A(15Kv)Sumerg","UN","MISCELANEA",null,"0,00 %","0,00"]
[108945,"CAJAS WIREMOLD LEGRAND","UN","APARATOS ELECTRICOS",null,"0,00 %","0,00"]
[105987,"CajetinAcero+Tapa+Saltometro+Zona de caida(IAAF)","UN","MOBILIARIO PARQUES",null,"0,00 %","0,00"]
[108123,"CAJILLA 2 MEDIDORES","UN","INST. HIDRAUL/SANIT. Y LAMINAS",null,"0,00 %","0,00"]
[107067,"CAJILLA 3 MEDIDORES","UN","INST. HIDRAUL/SANIT. Y LAMINAS",null,"0,00 %","0,00"]
[108124,"CAJILLA 4 MEDIDORES","UN","INST. HIDRAUL/SANIT. Y LAMINAS",null,"0,00 %","0,00"]
[101416,"CAJILLA MEDIDOR ELECTRICO","UN","TUBERIA SUBT,REJILLAS,SUMIDER.",null,"0,00 %","0,00"]
[101417,"CAJILLA MEDIDOR ELECTRICO  TRIFASICO","UN","TUBERIA SUBT,REJILLAS,SUMIDER.",null,"0,00 %","0,00"]
[1104,"CAJILLA MEDIDORES ACUEDUCTO(FIBRIT)","UN","TUBERIA SUBT,REJILLAS,SUMIDER.","555555555555 - IDRD - MEDIANA DE COTIZACIONES","19,00 %","$ 101.906,00","2019-03-06"]
[105496,"CAL HIDRATADA","KG","IMPERMEABIL.,ADITIVOS,QUIMICOS","860061089 - IDRD - PROYECCIÓN","19,00 %","$ 1.025,01","2022-01-31"]
[1032,"CAL PROMICAL","KG","PINTURAS","860061089 - IDRD - PROYECCIÓN","19,00 %","$ 1.393,00","2023-03-24"]
[10758,"CAL VIVA  X KG ","M3","CONCRETOS","555555555555 - IDRD - MEDIANA DE COTIZACIONES","19,00 %","$ 1.213,00","2022-09-13"]
[104235,"CALADORA","DD","EQUIPO ALQUILER Y MAQUINARIA",null,"0,00 %","0,00"]
[1124,"CALADORA 3.7 Amp      MAKITA","UN","HERRAMIENTA",null,"0,00 %","0,00"]
[10631,"Calanchoe pumila (Kalanchoe brevicaulis)","UN","ARBOLES Y PLANTAS","860061089 - IDRD - PROYECCIÓN","19,00 %","$ 3.423,00","2023-03-29"]
[108727,"Caldera agua caliente 750 MBTU/h","UN","SISTEMAS VENTILACION","89585454444 - CONTRATO CONSULTORIA CDRC 2","19,00 %","$ 112.393.120,00","2019-09-27"]
[108726,"Caldera condensado pisicna 500 MBTU/H","UN","SISTEMAS VENTILACION",null,"0,00 %","0,00"]
[106000,"CALDERA DE 40 BHP","UN","MISCELANEA",null,"0,00 %","0,00"]
[108892,"Caldera future 2500 incl material acces conex CDRC","UN","SISTEMAS VENTILACION",null,"0,00 %","0,00"]
[108880,"Caldera future 500 incl material acces conex CDRC","UN","SISTEMAS VENTILACION",null,"0,00 %","0,00"]
[108980,"CALDERA FUTURE 750","UN","INST. HIDRAUL/SANIT. Y LAMINAS",null,"0,00 %","0,00"]
[108723,"Caldera para piscina con capacidad 2500 MBTU/h","UN","SISTEMAS VENTILACION",null,"0,00 %","0,00"]
[106348,"Calderin 500GPH-157W-Acero Inox. Cal.12 (Acpm)Sum+","UN","ACCESORIOS HIDROSANITARIOS",null,"0,00 %","0,00"]
[102262,"CALDERIN ALTA EFICIENCIA (95%) CONDENSACIÓN CON POTENCIA  DE 199.000 Btu/h ","UN","MISCELANEA","77777777777 - CONTRATO CONSULTORIA CEFE COMETAS","19,00 %","$ 14.291.378,99","2019-07-15"]
[405,"CALENTADOR 100 GN.GAS Indus. CIMSA","UN","Calentadores",null,"0,00 %","0,00"]
[548,"CALENTADOR 120 GN.Elec/Indus CIMSA","UN","Calentadores",null,"0,00 %","0,00"]
[413,"CALENTADOR 120 GN.Mixt.Indus CIMSA","UN","Calentadores",null,"0,00 %","0,00"]
[545,"CALENTADOR 15 GN                     HACEB","UN","EQUIPOS PARA COCINA",null,"0,00 %","0,00"]
[377,"CALENTADOR 15 GN.Elec/Domes CIMSA","UN","Calentadores",null,"0,00 %","0,00"]
[546,"CALENTADOR 20 GN                     HACEB","UN","EQUIPOS PARA COCINA",null,"0,00 %","0,00"]
[541,"CALENTADOR 20 GN.Elec/Domes CIMSA","UN","Calentadores",null,"0,00 %","0,00"]
[542,"CALENTADOR 20 GN.GAS  Domes CIMSA","UN","Calentadores",null,"0,00 %","0,00"]
[107625,"CALENTADOR 3,000,000 BTU condensacion gas natural","UN","PISCINAS",null,"0,00 %","0,00"]
[379,"CALENTADOR 30 GN.Elec.Integral CIMSA","UN","Calentadores",null,"0,00 %","0,00"]
[544,"CALENTADOR 30 GN.Elec/Domes CIMSA","UN","Calentadores",null,"0,00 %","0,00"]
[387,"CALENTADOR 30 GN.GAS  Domes CIMSA","UN","Calentadores",null,"0,00 %","0,00"]
[399,"CALENTADOR 30 GN.Mix.Domes. CIMSA","UN","Calentadores",null,"0,00 %","0,00"]
[104537,"CALENTADOR 60 GN.Elec/Indus (BIFASICO)","UN","Calentadores",null,"0,00 %","0,00"]
[549,"CALENTADOR 80 GN.Elec/Indus CIMSA","UN","Calentadores",null,"0,00 %","0,00"]
[102148,"CALENTADOR ALTO REND HAYWARD 500 KBTU CEFE COMETAS","UN","PISCINAS","77777777777 - CONTRATO CONSULTORIA CEFE COMETAS","19,00 %","$ 17.000.000,01","2019-07-08"]
[543,"CALENTADOR DE PASO 11 LT     CIMSA","UN","Calentadores",null,"0,00 %","0,00"]
[104552,"CALENTADOR DE PASO BIFASICO (13 LTS/MIN)","UN","ACCESORIOS HIDROSANITARIOS",null,"0,00 %","0,00"]
[103684,"CALENTADOR ELECT.TRIFASICO SM 700 SMARTEC 9.4LTS","UN","MISCELANEA",null,"0,00 %","0,00"]
[101722,"CALENTADOR MANU TRON3000C6.9L CEFECOMETAS","UN","VARIOS","8956232 - IDRD - MEDIA ARMONICA COTIZACIONES","19,00 %","$ 638.414,00","2019-09-26"]
[1732,"CALENTADOR PASO GAS 11lt.              CHLLG.","UN","Calentadores",null,"0,00 %","0,00"]
[101830,"CALENTADOR TRIFASICO 16L CEFECOMETAS","UN","VARIOS","77777777777 - CONTRATO CONSULTORIA CEFE COMETAS","19,00 %","$ 1.270.000,00","2019-06-28"]
[101895,"CalentadorMEGATHERM 1200 KBTUCRDC-Cometas","UN","PISCINAS","77777777777 - CONTRATO CONSULTORIA CEFE COMETAS","19,00 %","$ 81.249.999,99","2019-04-24"]
[183,"CALIBRACION  DE MEDIDOR ELECTROMECANICO monofasico","UN","TARIFAS Y SERVICIOS",null,"0,00 %","0,00"]
[2540,"CALIBRACION  DE MEDIDOR ELECTROMECANICO trifasico","UN","TARIFAS Y SERVICIOS",null,"0,00 %","0,00"]
[185,"CALIBRACION  DE MEDIDOR ELECTRONICO monofasico","UN","TARIFAS Y SERVICIOS",null,"0,00 %","0,00"]
[2553,"CALIBRACION  DE MEDIDOR ELECTRONICO Trifásica","UN","TARIFAS Y SERVICIOS",null,"0,00 %","0,00"]
[566,"CALIBRACION  DE MEDIDOR ELECTRONICO trifasico","UN","TARIFAS Y SERVICIOS",null,"0,00 %","0,00"]
[2546,"CALIBRACION CONT. ENERGIA E-3 trifßsica","UN","TARIFAS Y SERVICIOS",null,"0,00 %","0,00"]
[2551,"CALIBRACION CONT. ENERGIA E-4 trifßsica","UN","TARIFAS Y SERVICIOS",null,"0,00 %","0,00"]
[556,"CALIBRACION CONT. ENERGIA E-5 bifßsica","UN","TARIFAS Y SERVICIOS",null,"0,00 %","0,00"]
[2552,"CALIBRACION CONT. ENERGIA E-5 trifßsica","UN","TARIFAS Y SERVICIOS",null,"0,00 %","0,00"]
[108737,"CAMARA DOMO INTERIOR","UN","ELEMENTOS DE SEGURIDAD","77777777777 - CONTRATO CONSULTORIA CEFE COMETAS","19,00 %","$ 1.791.264,01","2019-09-25"]
[108736,"CAMARA EXTERIOR 270°","UN","MISCELANEA",null,"0,00 %","0,00"]
[109166,"Cámara Segurid AHD 1080P antiv varifocal","UN","T.V.",null,"0,00 %","0,00"]
[12448,"CAMARA TIPO BALA USO EXTERIOR","UN","T.V.","860061089 - IDRD - PROYECCIÓN","19,00 %","$ 179.541,00","2022-03-02"]
[108735,"CAMARA TIPO BULLET","UN","MISCELANEA",null,"0,00 %","0,00"]
[109043,"CAMARA TIPO DOMO 20 MTS 2,8 mmIP66 1080P 2MP","UN","INST. ELECTRICAS",null,"0,00 %","0,00"]
[109045,"CAMARA TIPO DOMO 40 MTS 2,8 mm IP66 1080P 2MP","UN","INST. ELECTRICAS",null,"0,00 %","0,00"]
[109048,"CAMARA TIPO DOMO 40 MTS VARIFOCAL 1P66 1080P 2MP","UN","INST. ELECTRICAS",null,"0,00 %","0,00"]
[109018,"CAMARA TPO BALA 20 MTS 2,8 mm IP66 1080P 2MP","UN","INST. ELECTRICAS",null,"0,00 %","0,00"]
[109029,"CAMARA TPO BALA 40 MTS 2,8 mm IP66 1080P 2MP","UN","INST. ELECTRICAS",null,"0,00 %","0,00"]
[109037,"CAMARA TPO BALA 40 MTS 3,6 mm IP66 1080P 2MP","UN","INST. ELECTRICAS",null,"0,00 %","0,00"]
[109036,"CAMARA TPO BALA 80 MTS  3,6 mm IP66 1080P 2MP","UN","INST. ELECTRICAS",null,"0,00 %","0,00"]
[108137,"Cambiador de pañal en polipropileno","UN","GRIFERIAS,APARATOS,ACCESORIOS",null,"0,00 %","0,00"]
[107343,"cambiador de pañal ref. 3-aa-kb110-ssre-inb de acc","UN","GRIFERIAS,APARATOS,ACCESORIOS",null,"0,00 %","0,00"]
[105726,"CAMBIO AUTOMATICO 12HP (Motor Electrico3600rpm)","UN","INST. HIDRAUL/SANIT. Y LAMINAS",null,"0,00 %","0,00"]
[105724,"CAMBIO AUTOMATICO 2.4 A 5.0HP (Motor Electrico3600","UN","INST. HIDRAUL/SANIT. Y LAMINAS",null,"0,00 %","0,00"]
[105725,"CAMBIO AUTOMATICO 7.5HP (Motor Electrico3600","UN","INST. HIDRAUL/SANIT. Y LAMINAS",null,"0,00 %","0,00"]
[12867,"CAMBIO DE SUPERFICIE DE MESA DE PING PONG","JGO","VARIOS","860061089 - IDRD - PROYECCIÓN","19,00 %","$ 3.388.543,00","2022-01-26"]
[105722,"CAMBIO RETENEDORES 12HP (Motor Electrico3600rpm)","UN","INST. HIDRAUL/SANIT. Y LAMINAS",null,"0,00 %","0,00"]
[105720,"CAMBIO RETENEDORES 2.4 A 5.0HP (Motor Electrico3","UN","INST. HIDRAUL/SANIT. Y LAMINAS",null,"0,00 %","0,00"]
[105723,"CAMBIO RETENEDORES 20HP (Motor Electrico3600rpm)","UN","INST. HIDRAUL/SANIT. Y LAMINAS",null,"0,00 %","0,00"]
[105721,"CAMBIO RETENEDORES 7.5HP (Motor Electrico3600rpm)","UN","INST. HIDRAUL/SANIT. Y LAMINAS",null,"0,00 %","0,00"]
[105710,"CAMBIO SELLOS (Motor Electrico2.4 a 5.0 HP (3.600","UN","INST. HIDRAUL/SANIT. Y LAMINAS",null,"0,00 %","0,00"]
[105711,"CAMBIO SELLOS 7.2 HP (Motor Electrico 3.600 rpm)","UN","INST. HIDRAUL/SANIT. Y LAMINAS",null,"0,00 %","0,00"]
[103419,"camilla 140*40 Maderplast **","UN","REJILLAS",null,"0,00 %","0,00"]
[107565,"Camilla con inmovilizador de cuello y arnes","UN","MISCELANEA","8956232 - IDRD - MEDIA ARMONICA COTIZACIONES","19,00 %","$ 160.749,00","2020-12-29"]
[104453,"CAMILLA EN MADERA DE (1.40X0.70M) CONVENCIONAL (UN)","DD","FORMALETA","860061089 - IDRD - PROYECCIÓN","19,00 %","$ 167,00","2022-01-26"]
[104415,"CAMILLA EN MADERA PARA FORMALETA (UN)","SMN","EQUIPO ALQUILER Y MAQUINARIA",null,"0,00 %","0,00"]
[104126,"CAMINADOR BIOSALUDABLES -DISEÑO-IDRD+TRANSP","UN","MOBILIARIO URBANO Y SEÑALIZAC.","860061089 - IDRD - PROYECCIÓN","19,00 %","$ 2.059.098,00","2022-01-30"]
[3706,"CAMION 3 TONELADAS","DD","EQUIPO ALQUILER Y MAQUINARIA","860061089 - IDRD - PROYECCIÓN","19,00 %","$ 363.330,00","2023-03-24"]
[106756,"CAMION CAPACIDAD 6 TONELADAS DENTRO DE LA CIUDAD","VJ","EQUIPOS MANTE. CANCHAS",null,"0,00 %","0,00"]
[105877,"CAMION CARPADO DE 10 TON DENTRO DE CIUDAD","VJ","TARIFAS Y SERVICIOS",null,"0,00 %","0,00"]
[2447,"CAMION DE 4.5 TONELADAS","VJ","EQUIPO ALQUILER Y MAQUINARIA","860061089 - IDRD - PROYECCIÓN","0,00 %","$ 198.402,00","2023-03-28"]
[2446,"CAMION DE 9.0 TONELADAS","VJ","EQUIPO ALQUILER Y MAQUINARIA","562221312 - IDRD - VALOR CIO AJUSTADO","0,00 %","$ 198.202,00","2019-12-16"]
[106023,"CAMION GRUA BRAZO O TELESCOPICA (22-25 TON)","DD","EQUIPO ALQUILER Y MAQUINARIA","8956232 - IDRD - MEDIA ARMONICA COTIZACIONES","19,00 %","$ 2.892.226,00","2019-09-30"]
[108494,"Camion sencillo entre 6 y 7 metros largo-2.50 anch","M3","MISCELANEA",null,"0,00 %","0,00"]
[102223,"CAMION18 T-Transp.Bogotá-Sumapaz(Carg+Desc) **","TN","EQUIPO ALQUILER Y MAQUINARIA",null,"0,00 %","0,00"]
[100943,"CAMIONETA PICKUP","DD","EQUIPO ALQUILER Y MAQUINARIA","860061099 - MEDIA ARMONICA","19,00 %","$ 164.264,01","2023-03-15"]
[416,"CAMPANA EXTRAC. a/inox 60                    CIMSA","UN","Campanas",null,"0,00 %","0,00"]
[424,"CAMPANA EXTRAC. a/inox.  CIMSA","UN","Campanas",null,"0,00 %","0,00"]
[88,"CAMPANA EXTRAC.44cm.  AMERICAN","UN","EQUIPOS PARA COCINA",null,"0,00 %","0,00"]
[415,"CAMPANA EXTRAC.57cm. AMERICAN","UN","EQUIPOS PARA COCINA",null,"0,00 %","0,00"]
[988,"CAMPANA EXTRAC.extra plana de 60 cm CHLLG","UN","Campanas",null,"0,00 %","0,00"]
[1007,"CAMPANA EXTRAC.horiz.90cm              CHLLG","UN","Campanas",null,"0,00 %","0,00"]
[2774,"CAMPANA EXTRAC.horiz.acero 60cm    CHLLG","UN","Campanas",null,"0,00 %","0,00"]
[2773,"CAMPANA EXTRAC.horiz.pint.60cm        CHLLG","UN","Campanas",null,"0,00 %","0,00"]
[414,"CAMPANA EXTRAC.PINTURA HORNEABLE CIMSA","UN","Calentadores",null,"0,00 %","0,00"]
[107329,"CAMPANA EXTRACC TIPO ADOSADA A LA PARED 5.0 X 1.1M","UN","SISTEMAS VENTILACION",null,"0,00 %","0,00"]
[2350,"CAMPANA EXTRACCION 2x1mt.","UN","INSTALACIONES HOSPITALARIAS",null,"0,00 %","0,00"]
[107323,"CAMPANA EXTRACCIÓN 3.5M X 1.25M TIPO ISLA SENCILLA","UN","SISTEMAS VENTILACION",null,"0,00 %","0,00"]
[107825,"CAMPANA EXTRACTORA","UN","EQUIPOS PARA COCINA",null,"0,00 %","0,00"]
[3655,"CAMPANA EXTRACTORA  TIPO CAJON DL","UN","EQUIPOS PARA COCINA",null,"0,00 %","0,00"]
[107805,"CAMPANA EXTRACTORA TIPO PLAFÓN","UN","EQUIPOS PARA COCINA",null,"0,00 %","0,00"]
[1107,"CAMPANA REDU/BAJA/ACR ETERNI","UN","ACCESORIOS TUBERIA SUBTERRANEA",null,"0,00 %","0,00"]
[2248,"CAMPANA REDUC/BAJ/ABR  ETERNIT","UN","ACCESORIOS TUBERIA SUBTERRANEA",null,"0,00 %","0,00"]
[2247,"CAMPANA REDUC/BAJ/BCR  ETERNIT","UN","ACCESORIOS TUBERIA SUBTERRANEA",null,"0,00 %","0,00"]
[2249,"CAMPANA SIMPLE BAJ/AR  ETERNIT","UN","ACCESORIOS TUBERIA SUBTERRANEA",null,"0,00 %","0,00"]
[2250,"CAMPANA SIMPLE BAJ/BR  ETERNIT","UN","ACCESORIOS TUBERIA SUBTERRANEA",null,"0,00 %","0,00"]
[2251,"CAMPANA SIMPLE BAJ/CR  ETERNIT","UN","ACCESORIOS TUBERIA SUBTERRANEA",null,"0,00 %","0,00"]
[108920,"Campana Tipo Isla acero inox 1x4x0.8m SAE AISi 304","UN","SISTEMAS VENTILACION",null,"0,00 %","0,00"]
[3745,"CAMPERO","HR","EQUIPO ALQUILER Y MAQUINARIA",null,"0,00 %","0,00"]
[101254,"CAMPERO PASAJEROS","HR","EQUIPO ALQUILER Y MAQUINARIA",null,"0,00 %","0,00"]
[14,"CANAL \"U\"  DE  4\"  LIVIANO","UN","CERCHAS,VIGAS, ANG, PERFILES",null,"0,00 %","0,00"]
[105063,"CANAL \"U\" (3/8\"X1/2\") ALUMINIO CRUDO","ML","FERRETERIA",null,"0,00 %","0,00"]
[103049,"CANAL 92MM 3X5/8\" LONG 2.44M CAL 20","UN","MISCELANEA",null,"0,00 %","0,00"]
[104084,"CANAL BASE 6 CAL.24","ML","DRYWALL","860061089 - IDRD - PROYECCIÓN","19,00 %","$ 5.982,00","2022-02-01"]
[104083,"CANAL BASE 9 CAL.24","ML","DRYWALL",null,"0,00 %","0,00"]
[104082,"CANAL BASE 9 CAL.26 (L=2.44m)","UN","DRYWALL","860061089 - IDRD - PROYECCIÓN","19,00 %","$ 11.371,00","2023-03-28"]
[12670,"CANAL DE INSPECCIÓN DE DRENAJE PREFABRICADO EN POLYCONCRETO PD-150V D400 L=1M","UN","PREFABRICADOS","6555555555 - IDRD - MENOR VALOR   DE COTIZACIONES","19,00 %","$ 313.922,00","2020-09-11"]
[103663,"canal desarrollo 1.22m lam galv cal 18 (sum+inst)","ML","MISCELANEA",null,"0,00 %","0,00"]
[104889,"Canal Lám.Galv. Cal.16 (D=0.50m)Sin Pintura(Sum)","ML","ACCESORIOS HIDROSANITARIOS","860061089 - IDRD - PROYECCIÓN","19,00 %","$ 61.408,00","2023-03-21"]
[104890,"Canal Lám.Galv. Cal.16 (D=1.10m)Sin Pintura(Sum)","ML","ACCESORIOS HIDROSANITARIOS",null,"0,00 %","0,00"]
[104891,"Canal Lám.Galv. Cal.16 (D=1.20m)Sin Pintura(Sum)","ML","ACCESORIOS HIDROSANITARIOS","860061089 - IDRD - PROYECCIÓN","19,00 %","$ 130.277,00","2023-03-21"]
[104893,"Canal Lám.Galv. Cal.16 (D=1.50m)Sin Pintura(Sum)","ML","ACCESORIOS HIDROSANITARIOS",null,"0,00 %","0,00"]
[104892,"Canal Lám.Galv. Cal.16 (D=2.44m)Sin Pintura(Sum)","ML","ACCESORIOS HIDROSANITARIOS",null,"0,00 %","0,00"]
[104894,"Canal Lám.Galv. Cal.18 (D=1.00m)Sin Pintura(Sum)","ML","ACCESORIOS HIDROSANITARIOS",null,"0,00 %","0,00"]
[104895,"Canal Lám.Galv. Cal.18 (D=1.22m)Sin Pintura(Sum)","ML","ACCESORIOS HIDROSANITARIOS","66665555555 - IDRD - MEDIA ARITMETICA DE COTIZACIONES","19,00 %","$ 62.500,00","2019-06-18"]
[104896,"Canal Lám.Galv. Cal.20 (D=1.22m)Sin Pintura(Sum)","ML","ACCESORIOS HIDROSANITARIOS","8956232 - IDRD - MEDIA ARMONICA COTIZACIONES","19,00 %","$ 62.708,00","2019-03-04"]
[104897,"Canal Lám.Galv. Cal.22 (D=0.50m)Sin Pintura(Sum)","ML","ACCESORIOS HIDROSANITARIOS","555555555555 - IDRD - MEDIANA DE COTIZACIONES","19,00 %","$ 24.750,00","2022-02-01"]
[102872,"CANAL METALICO CAL.20 (10 X10) (Suministro)","ML","INST. ELECTRICAS",null,"0,00 %","0,00"]
[195,"CANAL PVC (RAINGO)","ML","ACCESORIOS CUBIERTA","8956232 - IDRD - MEDIA ARMONICA COTIZACIONES","19,00 %","$ 22.260,33","2023-03-16"]
[2241,"CANAL S/Circ. AS x250m ETERNIT","ML","ACCESORIOS CUBIERTA",null,"0,00 %","0,00"]
[2242,"CANAL S/Circ. CS x250m ETERNIT","ML","ACCESORIOS CUBIERTA",null,"0,00 %","0,00"]
[196,"CANAL S/Circ.BSx250m ETERNIT","ML","ACCESORIOS CUBIERTA",null,"0,00 %","0,00"]
[216,"CANAL S/PORTE PVC (RAINGO)","UN","ACCESORIOS CUBIERTA","8956232 - IDRD - MEDIA ARMONICA COTIZACIONES","19,00 %","$ 2.926,34","2023-03-16"]
[217,"CANAL TAPA EXTERNA PVC(RAINGO)","UN","ACCESORIOS CUBIERTA","8956232 - IDRD - MEDIA ARMONICA COTIZACIONES","19,00 %","$ 8.308,00","2023-03-16"]
[103010,"Canal U 4\" x 6m **","UN","FERRETERIA Y HERRAMIENTAS",null,"0,00 %","0,00"]
[245,"CANAL UNION PVC  (RAINGO)","UN","ACCESORIOS CUBIERTA","8956232 - IDRD - MEDIA ARMONICA COTIZACIONES","19,00 %","$ 10.185,56","2023-03-16"]
[102875,"Canal(Riel)RoladoGrafiladoBase9Cal.24(2.44m)***","UN","DRYWALL","860061089 - IDRD - PROYECCIÓN","19,00 %","$ 12.384,00","2023-03-27"]
[103182,"CANALETA 20X20MM 2M ND","UN","MISCELANEA",null,"0,00 %","0,00"]
[106826,"CANALETA 43 METALICA  CAL.26 X 4.0M","UN","CUBIERTAS","860061089 - IDRD - PROYECCIÓN","19,00 %","$ 143.867,00","2022-06-08"]
[197,"CANALETA 43 x 3.50     ETERNIT","UN","CUBIERTAS",null,"0,00 %","0,00"]
[198,"CANALETA 43 x 4.00 ETERNIT (DESCONTINUADA) (NO USAR)","UN","CUBIERTAS Y ACCESORIOS","6555555555 - IDRD - MENOR VALOR   DE COTIZACIONES","19,00 %","$ 228.480,00","2019-02-14"]
[1945,"CANALETA 43 x 4.50     ETERNIT","UN","CUBIERTAS Y ACCESORIOS",null,"0,00 %","0,00"]
[1946,"CANALETA 43 x 5.00     ETERNIT","UN","CUBIERTAS Y ACCESORIOS",null,"0,00 %","0,00"]
[201,"CANALETA 43 x 5.50     ETERNIT","UN","CUBIERTAS Y ACCESORIOS",null,"0,00 %","0,00"]
[202,"CANALETA 43 x 6.00     ETERNIT","UN","CUBIERTAS Y ACCESORIOS",null,"0,00 %","0,00"]
[1947,"CANALETA 43 x 7.50     ETERNIT","UN","CUBIERTAS Y ACCESORIOS",null,"0,00 %","0,00"]
[2352,"CANALETA 90 x 3.75     ETERNIT","UN","CUBIERTAS Y ACCESORIOS",null,"0,00 %","0,00"]
[1948,"CANALETA 90 x 4.50     ETERNIT","UN","CUBIERTAS Y ACCESORIOS",null,"0,00 %","0,00"]
[205,"CANALETA 90 x 5.25     ETERNIT","UN","CUBIERTAS Y ACCESORIOS",null,"0,00 %","0,00"]
[206,"CANALETA 90 x 6.00     ETERNIT","UN","CUBIERTAS Y ACCESORIOS",null,"0,00 %","0,00"]
[207,"CANALETA 90 x 7.50   FIBROCEMENTO","UN","CUBIERTAS Y ACCESORIOS",null,"0,00 %","0,00"]
[208,"CANALETA 90 x 9.00     ETERNIT","UN","CUBIERTAS Y ACCESORIOS",null,"0,00 %","0,00"]
[103566,"CANALETA 90 x 9.00     ETERNIT","UN","CUBIERTAS Y ACCESORIOS",null,"0,00 %","0,00"]
[103567,"CANALETA 90 x 9.00     ETERNIT","M2","CUBIERTAS Y ACCESORIOS",null,"0,00 %","0,00"]
[209,"CANALETA 90-240x100 ACRILICA","UN","ACCESORIOS CUBIERTA",null,"0,00 %","0,00"]
[2065,"CANALETA 90-292x100 ACRILICA","UN","ACCESORIOS CUBIERTA",null,"0,00 %","0,00"]
[106575,"CANALETA BLANCA 20X12-L 2M. NORMA TIA/EIA 569","UN","CABLES","860061089 - IDRD - PROYECCIÓN","19,00 %","$ 7.363,01","2022-01-31"]
[106574,"CANALETA BLANCA 25X25 LARGO 2M C/ADHESIVO","UN","CABLES","860061089 - IDRD - PROYECCIÓN","19,00 %","$ 11.156,00","2022-01-31"]
[110007,"CANALETA EN PVC DE 10X20CM Y ACCESORIOS","UN","CABLEADO ESTRUCTURADO","860061089 - IDRD - PROYECCIÓN","19,00 %","$ 190.116,01","2022-01-28"]
[210,"CANALETA Galv.  4.50    ACESCO","UN","CUBIERTAS Y ACCESORIOS",null,"0,00 %","0,00"]
[1600,"CANALETA Galv.  4.50    ACESCO","ML","CUBIERTAS",null,"0,00 %","0,00"]
[1818,"CANALETA Galv.  6.00    ACESCO","UN","CUBIERTAS",null,"0,00 %","0,00"]
[1819,"CANALETA Galv.  8.00    ACESCO","UN","CUBIERTAS",null,"0,00 %","0,00"]
[106099,"Canaleta Galv.TapaTornillo (4x8)L=2.40m+División Certificada","ML","CAJAS, ARMARIOS, TABLEROS","66665555555 - IDRD - MEDIA ARITMETICA DE COTIZACIONES","19,00 %","$ 15.839,99","2020-01-20"]
[103336,"Canaleta met. cal 22 pint. electrost. 15x4 (2.4m)","UN","MISCELANEA",null,"0,00 %","0,00"]
[102946,"CANALETA METAL  .12 X6 BLANCA","ML","INST. ELECTRICAS",null,"0,00 %","0,00"]
[102382,"CANALETA METAL 15 X15 CAL.16 (Suministro)","ML","INST. ELECTRICAS",null,"0,00 %","0,00"]
[102672,"CANALETA METAL 15 X5 Cal.16 (Suministro)","ML","INST. ELECTRICAS",null,"0,00 %","0,00"]
[3735,"CANALETA METAL C/DIVIS .10 X4  2.40","UN","INST. ELECTRICAS","860061089 - IDRD - PROYECCIÓN","19,00 %","$ 38.557,00","2022-06-03"]
[102263,"CANALETA METAL C/DIVIS .10 X4 (2.40m)","UN","INST. ELECTRICAS","555555555555 - IDRD - MEDIANA DE COTIZACIONES","19,00 %","$ 33.320,00","2019-02-26"]
[101483,"CANALETA METAL. 20X12,5X2,10 SEPARADOR CENTRAL","UN","INST. ELECTRICAS",null,"0,00 %","0,00"]
[103904,"CANALETA METALICA  pintura electros.12x5cm Certificada","UN","MISCELANEA","66665555555 - IDRD - MEDIA ARITMETICA DE COTIZACIONES","19,00 %","$ 43.390,01","2020-01-20"]
[107506,"CANALETA METALICA DE 5X12X240cm","ML","INST. ELECTRICAS",null,"0,00 %","0,00"]
[106573,"CANALETA PARA PISO 60X13 LARGO 2M. NORMA TIA/EIA","UN","CABLES","860061089 - IDRD - PROYECCIÓN","19,00 %","$ 30.612,00","2022-01-31"]
[106554,"CANALETA PLASTICA 20X20MM (2 METROS ND) FERRETERIA","UN","CABLES","860061089 - IDRD - PROYECCIÓN","19,00 %","$ 9.104,00","2022-01-31"]
[103251,"CANALETA PLASTICA 20X20MM (2M ND)","UN","MISCELANEA","860061089 - IDRD - PROYECCIÓN","19,00 %","$ 10.705,00","2023-03-27"]
[104258,"CANALETA PLASTICA 32X12 POR 2m","UN","MISCELANEA","6555555555 - IDRD - MENOR VALOR   DE COTIZACIONES","19,00 %","$ 9.493,00","2019-07-04"]
[3790,"CANALETA PLASTICA AJOVER 10","ML","INST. ELECTRICAS",null,"0,00 %","0,00"]
[105979,"CanaletaPolimeroPistaAtletismo(Sum+Inst)NormaIAAF","ML","INST. HIDRAUL/SANIT. Y LAMINAS",null,"0,00 %","0,00"]
[108388,"CanalLaminaCal.20 Des:1.50m","ML","CARPINTERIA METALICA",null,"0,00 %","0,00"]
[108169,"CanalMetalic.Cal.20Des:1.50mInc.Pint+Anclajes","ML","ACCESORIOS CUBIERTA",null,"0,00 %","0,00"]
[101888,"CANASTA CONCRETO ARMADO PARA POSTE (CEFE COMETAS)","UN","AGREGADOS CONCRETOS Y MORTEROS","77777777777 - CONTRATO CONSULTORIA CEFE COMETAS","19,00 %","$ 60.000,00","2019-04-24"]
[108629,"Canastilla de 1/2","UN","MISCELANEA",null,"0,00 %","0,00"]
[107833,"CANASTILLA DE PALANCA 4\" TS.","UN","EQUIPOS PARA COCINA",null,"0,00 %","0,00"]
[2092,"CANASTILLA L/P  ITALIANA 4\" Plast GRICOL","UN","ACCESORIOS",null,"0,00 %","0,00"]
[3283,"CANCHA  MULTIPLE, TORRES","GL","PREFABRICADOS METALICOS",null,"0,00 %","0,00"]
[105818,"Cancha de Rugby(\"H\") Tube.Ø4y31/2\"(S/Especif.tecn)","JGO","MOBILIARIO PARQUES","860061089 - IDRD - PROYECCIÓN","19,00 %","$ 4.725.381,00","2022-01-30"]
[101375,"CANCHA MULTIPLE BALONCESTO Y MICROFUTBOL (Sum)**","UN","PAVIMENTOS",null,"0,00 %","0,00"]
[3284,"CANCHA MULTIPLE ILUMINACION RECREATIVA","GL","OTROS PREFABRICADOS",null,"0,00 %","0,00"]
[3490,"CANCHA MULTIPLE OBRA CIVIL","M2","PAVIMENTOS",null,"0,00 %","0,00"]
[3282,"CANCHA MULTIPLE RECUBR. SINT. DECOART","M2","PAVIMENTOS",null,"0,00 %","0,00"]
[101415,"Candado anticizalla 90mm (suministro)","UN","FERRETERIA","860061089 - IDRD - PROYECCIÓN","19,00 %","$ 95.700,00","2022-01-28"]
[102461,"CANDADO BARRILITO 30MM","UN","FERRETERIA","860061089 - IDRD - PROYECCIÓN","19,00 %","$ 17.895,01","2022-01-28"]
[102344,"CANDADO BARRILITO 60MM","UN","FERRETERIA","860061089 - IDRD - PROYECCIÓN","19,00 %","$ 52.810,00","2022-01-24"]
[102481,"CANDADO CUELLO ALTO 20MM","UN","FERRETERIA","860061089 - IDRD - PROYECCIÓN","19,00 %","$ 21.124,00","2022-01-24"]
[102492,"CANDADO CUELLO ALTO 40MM","UN","FERRETERIA","860061089 - IDRD - PROYECCIÓN","19,00 %","$ 19.962,00","2022-01-28"]
[1238,"CANDADO DE 40 mm EGRETT","UN","FERRETERIA",null,"0,00 %","0,00"]
[106475,"CANDADO DE 40 mm TIPO ITALIANO","UN","FERRETERIA","860061089 - IDRD - PROYECCIÓN","19,00 %","$ 27.703,00","2022-01-28"]
[1239,"CANDADO DE 60 mm EGRET  o similar","UN","FERRETERIA","860061089 - IDRD - PROYECCIÓN","19,00 %","$ 34.010,00","2022-01-28"]
[105487,"CANDADO DE SEGURIDAD REFERENCIA 840 TIPO ALEMAN","UN","FERRETERIA Y HERRAMIENTAS",null,"0,00 %","0,00"]
[102345,"CANDADO INTEMPERIE 50MM CUBIERTO","UN","FERRETERIA","8956232 - IDRD - MEDIA ARMONICA COTIZACIONES","19,00 %","$ 76.246,00","2023-03-16"]
[102505,"CANDADO INTEMPERIE 60MM CUBIERTO","UN","FERRETERIA","860061089 - IDRD - PROYECCIÓN","19,00 %","$ 67.597,00","2022-01-28"]
[2147,"CANDADO T.alem. 5,5x7,8cm YALE","UN","FERRETERIA",null,"0,00 %","0,00"]
[2154,"CANDADO T.alem. 6,5x9,1cm YALE","UN","FERRETERIA",null,"0,00 %","0,00"]
[2146,"CANDADO T.italiano 4x6,2cm   YALE","UN","FERRETERIA","860061089 - IDRD - PROYECCIÓN","19,00 %","$ 42.459,00","2022-01-24"]
[2142,"CANDADO T.italiano 5x7,8cm   YALE","UN","FERRETERIA","860061089 - IDRD - PROYECCIÓN","19,00 %","$ 52.704,01","2022-01-24"]
[106576,"CANDADO TIPO ALEMAN DE 40 mm","UN","FERRETERIA","860061089 - IDRD - PROYECCIÓN","19,00 %","$ 41.713,00","2022-01-28"]
[106577,"CANDADO TIPO ALEMAN DE 70 mm","UN","FERRETERIA","860061089 - IDRD - PROYECCIÓN","19,00 %","$ 69.271,01","2022-01-28"]
[1240,"CANDADO YALE 110-40","UN","FERRETERIA",null,"0,00 %","0,00"]
[1241,"CANDADO YALE 110-50","UN","FERRETERIA",null,"0,00 %","0,00"]
[1243,"CANDADO YALE 850","UN","FERRETERIA",null,"0,00 %","0,00"]
[1242,"CANDADO YALE 870","UN","FERRETERIA",null,"0,00 %","0,00"]
[480,"CANECA 55 GL.  METALICA","UN","FERRETERIA Y HERRAMIENTAS",null,"0,00 %","0,00"]
[100103,"Caneca basura tipo Bobrick acero .46x.36x.15 **","UN","VARIOS",null,"0,00 %","0,00"]
[100101,"Caneca basura tipo Bobrick acero .4x.3x.12 **","UN","VARIOS",null,"0,00 %","0,00"]
[100102,"Caneca basura tipo Bobrick acero .58x03x.2 **","UN","VARIOS",null,"0,00 %","0,00"]
[101363,"Caneca M-120 Malla Metal.(Sum)**","UN","OTROS PREFABRICADOS","860061089 - IDRD - PROYECCIÓN","19,00 %","$ 337.279,00","2023-03-24"]
[3916,"CANECA TANKPLAST 150 LT.","UN","GRIFERIAS,APARATOS,ACCESORIOS",null,"0,00 %","0,00"]
[3915,"CANECA TANKPLAST 75 LT.","UN","GRIFERIAS,APARATOS,ACCESORIOS","860061089 - IDRD - PROYECCIÓN","19,00 %","$ 79.373,00","2022-01-31"]
[477,"CANECA VACIA DE 55 GALONES","UN","FERRETERIA Y HERRAMIENTAS",null,"0,00 %","0,00"]
[100403,"CanecaAcero InoxidableMobiliario Urbano(Sum)M-121","UN","OTROS PREFABRICADOS","8956232 - IDRD - MEDIA ARMONICA COTIZACIONES","19,00 %","$ 561.471,00","2023-03-29"]
[103312,"CanecaAceroInoxidable Mobiliario Urbano(Sum)M-121*","UN","OTROS PREFABRICADOS",null,"0,00 %","0,00"]
[106029,"CanecaPedalConTapa(5 litros)AceroInox.D=21cmh=32cm","UN","APARATOS",null,"0,00 %","0,00"]
[12899,"Canecas Plastica en Prolipropileno (sum+inst)","UN","MOBILIARIO PARQUES","860061089 - IDRD - PROYECCIÓN","19,00 %","$ 1.694.685,00","2023-03-30"]
[107830,"CANECAS PLÁSTICAS CON TAPA DE SEGURIDAD.","UN","EQUIPOS PARA COCINA",null,"0,00 %","0,00"]
[105786,"CanecaZonaCaninaAceroInox.304cal.16+Dispensador","UN","MOBILIARIO URBANO Y SEÑALIZAC.",null,"0,00 %","0,00"]
[106879,"Canto rigido de 22 mm","ML","MUEBLES ACCESORIOS",null,"0,00 %","0,00"]
[115,"CANTONERA ELECTRICA  AUTA","UN","VIDRIOS Y ESPEJOS",null,"0,00 %","0,00"]
[31901,"CANTONERA ELECTRICA  DE 110V DORCA","UN","VIDRIOS Y ESPEJOS",null,"0,00 %","0,00"]
[117,"CANTONERA ELECTRICA  ESPAÑOLA  DORCAR","UN","VIDRIOS Y ESPEJOS","5421452 - SERVI CERRADURAS","16,00 %","$ 53.000,01","2019-12-20"]
[121,"CANTONERA ELECTRICA  GATO","UN","VIDRIOS Y ESPEJOS",null,"0,00 %","0,00"]
[427,"CANTONERA ELECTRICA  GEBE ESPAÑOL","UN","VIDRIOS Y ESPEJOS",null,"0,00 %","0,00"]
[31907,"CANTONERA ELECTRICA DE 110 V","UN","VIDRIOS Y ESPEJOS",null,"0,00 %","0,00"]
[31906,"CANTONERA ELECTRICA DE 110V PLATINA ANGOSTA GRIS","UN","VIDRIOS Y ESPEJOS",null,"0,00 %","0,00"]
[31902,"CANTONERA ELECTRICA DE 12 V  VIRO","UN","VIDRIOS Y ESPEJOS","860061089 - IDRD - PROYECCIÓN","19,00 %","$ 104.742,00","2022-02-04"]
[3895,"CANTONERA INAFER  C-333  CORRIENTE C/CADENA","UN","CERRADURAS Y HERRAJES",null,"0,00 %","0,00"]
[105534,"CAÑAMO (SEDAL)   VER DESCRIPCION TECNICA","ML","FERRETERIA","860061089 - IDRD - PROYECCIÓN","19,00 %","$ 1.154,00","2022-01-28"]
[2205,"CAÑUELA  (59 X 21.50cm)","UN","PREFABRICADOS CONCRETO",null,"0,00 %","0,00"]
[2206,"CAÑUELA  (ANCHO 30cm)","UN","PREFABRICADOS CONCRETO",null,"0,00 %","0,00"]
[2172,"CAÑUELA  (ANCHO 40cm)","UN","PREFABRICADOS CONCRETO",null,"0,00 %","0,00"]
[104739,"CAÑUELA  CUNETA TIPO MEDIO TUBO (Titan)","UN","CONCRETOS",null,"0,00 %","0,00"]
[108840,"CAÑUELA POLIETILENO ( 1 1/2\") E=2\" FOIL","ML","MISCELANEA",null,"0,00 %","0,00"]
[108841,"CAÑUELA POLIETILENO ( 1 1/4\") E=2\" FOIL","ML","MISCELANEA",null,"0,00 %","0,00"]
[108744,"CAÑUELA POLIETILENO ( 3/4\") E=2\" FOIL","ML","INST. HIDRAUL/SANIT. Y LAMINAS",null,"0,00 %","0,00"]
[108833,"CAÑUELA POLIETILENO ( 3/4\") E=2\" FOIL","ML","INST. HIDRAUL/SANIT. Y LAMINAS",null,"0,00 %","0,00"]
[106338,"CAÑUELA POLIETILENO (1\") E=1 1/2\" FOIL BRILLANTE","ML","ACCESORIOS HIDROSANITARIOS",null,"0,00 %","0,00"]
[106342,"CAÑUELA POLIETILENO (1\") E=1\" FOIL BRILLANTE","ML","ACCESORIOS HIDROSANITARIOS",null,"0,00 %","0,00"]
[106346,"CAÑUELA POLIETILENO (1\") E=2\" FOIL BRILLANTE","ML","ACCESORIOS HIDROSANITARIOS",null,"0,00 %","0,00"]
[106337,"CAÑUELA POLIETILENO (1/2\") E=1 1/2\" FOIL BRILLANTE","ML","ACCESORIOS HIDROSANITARIOS",null,"0,00 %","0,00"]
[106341,"CAÑUELA POLIETILENO (1/2\") E=1\" FOIL BRILLANTE","ML","ACCESORIOS HIDROSANITARIOS",null,"0,00 %","0,00"]
[106345,"CAÑUELA POLIETILENO (1/2\") E=2\" FOIL BRILLANTE","ML","ACCESORIOS HIDROSANITARIOS",null,"0,00 %","0,00"]
[106344,"CAÑUELA POLIETILENO (2 1/2\") E=1\" FOIL BRILLANTE","ML","ACCESORIOS HIDROSANITARIOS",null,"0,00 %","0,00"]
[106339,"CAÑUELA POLIETILENO (2\") E=1 1/2\" FOIL BRILLANTE","ML","ACCESORIOS HIDROSANITARIOS",null,"0,00 %","0,00"]
[106343,"CAÑUELA POLIETILENO (2\") E=1\" FOIL BRILLANTE","ML","ACCESORIOS HIDROSANITARIOS",null,"0,00 %","0,00"]
[106347,"CAÑUELA POLIETILENO (2\") E=2\" FOIL BRILLANTE","ML","ACCESORIOS HIDROSANITARIOS",null,"0,00 %","0,00"]
[106340,"CAÑUELA POLIETILENO (21/2\") E=1 1/2\" FOIL BRILLANT","ML","ACCESORIOS HIDROSANITARIOS",null,"0,00 %","0,00"]
[106946,"CAÑUELA POLIURETANO E=1\" RECUB. PAPEL KRAFT 1 1/2\"","UN","INST. HIDRAUL/SANIT. Y LAMINAS",null,"0,00 %","0,00"]
[106944,"CAÑUELA POLIURETANO E=1\" RECUB. PAPEL KRAFT 1 1/4\"","ML","INST. HIDRAUL/SANIT. Y LAMINAS",null,"0,00 %","0,00"]
[108083,"CAÑUELA POLIURETANO E=1\" RECUB. PAPEL KRAFT 2 1/2\"","UN","INST. HIDRAUL/SANIT. Y LAMINAS",null,"0,00 %","0,00"]
[106948,"CAÑUELA POLIURETANO E=1\" RECUB. PAPEL KRAFT 2\"","ML","INST. HIDRAUL/SANIT. Y LAMINAS",null,"0,00 %","0,00"]
[106942,"CAÑUELA POLIURETANO e=1\" RECUBR. PAPEL KRAFT 1\"","ML","INST. HIDRAUL/SANIT. Y LAMINAS",null,"0,00 %","0,00"]
[100423,"Cañuela pref (A-120)En V; H=22.5,B=30,L=0.80m **","UN","PREFABRICADOS","8956232 - IDRD - MEDIA ARMONICA COTIZACIONES","19,00 %","$ 32.368,00","2023-03-24"]
[106111,"CAÑUELA T-B PREFA- 80*18*100 REDONDEADA","ML","PREFABRICADOS",null,"0,00 %","0,00"]
[101291,"CañuelaConc.(3.500psi)H=18cm;A=30m;L=100cmRedondea","UN","PREFABRICADOS CONCRETO","NINGUNO EN PARTICULAR","19,00 %","$ 24.150,00","2019-03-20"]
[105885,"CañuelaPref.A-125(0.80x0.40x0.225) Incl.tranp+desc","UN","PREFABRICADOS","555555555555 - IDRD - MEDIANA DE COTIZACIONES","0,00 %","$ 31.000,00","2019-05-06"]
[31915,"CAOBA AFRICANO","UN","LAMINAS",null,"0,00 %","0,00"]
[1031,"CAOLIN IMPALPABLE (saco de 25 Kg)","BTO","PINTURAS","860061089 - IDRD - PROYECCIÓN","19,00 %","$ 15.372,00","2023-03-28"]
[104566,"CAPACETE  EN ALUMINIO  DE 1 \"","UN","INST. ELECTRICAS",null,"0,00 %","0,00"]
[101208,"Capacete liso en Aluminio 1 1/2\"","UN","TUBERIA","8956232 - IDRD - MEDIA ARMONICA COTIZACIONES","19,00 %","$ 4.964,00","2022-06-03"]
[102329,"CAPACETE PARA Ø2\" EMT","UN","TUBERIA",null,"0,00 %","0,00"]
[102390,"CARAPLAST  OSCURO  INSTALADO","M2","PINTURAS",null,"0,00 %","0,00"]
[1066,"CARAPLAST claro","M2","PINTURAS","860061089 - IDRD - PROYECCIÓN","19,00 %","$ 83.151,00","2023-03-29"]
[102389,"CARAPLAST CLARO  INSTALADO","M2","PINTURAS",null,"0,00 %","0,00"]
[2564,"CARAPLAST oscuros","M2","PINTURAS",null,"0,00 %","0,00"]
[101150,"CARBONILLA ESCORIA CON TRANSPORTE","M3","AGREGADOS","860061089 - IDRD - PROYECCIÓN","0,00 %","$ 133.239,00","2023-03-17"]
[102219,"CARBONILLA ESCORIA GRUESA+TRANSPORTE","M3","PAVIMENTOS",null,"0,00 %","0,00"]
[104226,"CARBONILLA(ESCORIA FINA+TIERRA CERN+ARENA)+TRANSP","M3","AGREGADOS CONCRETOS Y MORTEROS",null,"0,00 %","0,00"]
[105049,"CARBONILLA:60%+TIERRA:20%+ARENA:20%CERNIDA+TRANSP","M3","Pisos","8956232 - IDRD - MEDIA ARMONICA COTIZACIONES","19,00 %","$ 204.561,00","2022-05-06"]
[105048,"CARBONILLA:80%+TIERRA:20% CERNIDOS+TRANSPORTE","M3","Pisos",null,"0,00 %","0,00"]
[13187,"CARCAMO EN CONCRETO 25x40cm L:100cm + REJILLA","UN","PREFABRICADOS","6555555555 - IDRD - MENOR VALOR   DE COTIZACIONES","19,00 %","$ 136.850,00","2022-05-25"]
[13186,"CARCAMO EN CONCRETO 35X40cm L:100cm + REJILLA","UN","PREFABRICADOS","6555555555 - IDRD - MENOR VALOR   DE COTIZACIONES","19,00 %","$ 145.180,00","2022-05-25"]
[552,"CARCAMO H.F.","UN","REJILLAS",null,"0,00 %","0,00"]
[105273,"CarcamoPref.(4.000)(Trf.Veh.Liv)H=35cm;A=40cm;L=1M","UN","PREFABRICADOS",null,"0,00 %","0,00"]
[107419,"CARCAMOS SUBESTACION","M2","SUBESTACION",null,"0,00 %","0,00"]
[10786,"CARCAZA BASE HUECA PARA SEÑAL URBANA ROTOMOLDEADA GRANDE (suministro)","UN","MOBILIARIO URBANO Y SEÑALIZAC.","66665555555 - IDRD - MEDIA ARITMETICA DE COTIZACIONES","19,00 %","$ 476.089,00","2022-10-26"]
[10785,"CARCAZA BASE HUECA PARA SEÑAL URBANA ROTOMOLDEADA PEQUEÑA (suministro)","UN","MOBILIARIO URBANO Y SEÑALIZAC.","66665555555 - IDRD - MEDIA ARITMETICA DE COTIZACIONES","19,00 %","$ 345.752,00","2022-10-26"]
[2394,"CARETA PROTECTORA  FACIAL VISOR CLARO","UN","EQUIPO DE SEGURIDAD INDUSTRIAL","860061089 - IDRD - PROYECCIÓN","19,00 %","$ 54.527,00","2023-03-24"]
[104702,"CARGA  PARA TIRO-AMARILLA 42CW (CAJAX100)","UN","CABLES","860061089 - IDRD - PROYECCIÓN","19,00 %","$ 344,01","2023-03-28"]
[4050,"CARGA AMARILLA 4RS27M","UN","APARATOS ELECTRICOS",null,"0,00 %","0,00"]
[4048,"CARGA AMARILLA FUERTE B.V.","UN","APARATOS ELECTRICOS",null,"0,00 %","0,00"]
[104703,"CARGA AMERICANA PARA TIRO-VERDE (32CW)","UN","CABLES",null,"0,00 %","0,00"]
[103264,"CARGA CON PERNO**  VERDE MEDIA TIRO A TIRO","UN","APARATOS ELECTRICOS","860061089 - IDRD - PROYECCIÓN","19,00 %","$ 256,00","2023-03-27"]
[107336,"CARGA DE REFRIGERANTE R410A","KG","SISTEMAS VENTILACION",null,"0,00 %","0,00"]
[4051,"CARGA DISCO AMARILLA FUERTE","UN","APARATOS ELECTRICOS",null,"0,00 %","0,00"]
[4052,"CARGA DISCO VERDE MEDIA","UN","APARATOS ELECTRICOS",null,"0,00 %","0,00"]
[3687,"CARGA FULMINANTE FUERTE CAL.22","UN","APARATOS ELECTRICOS",null,"0,00 %","0,00"]
[102876,"Carga Ramset tiro a Tiro verdes***","UN","DRYWALL","860061089 - IDRD - PROYECCIÓN","19,00 %","$ 343,01","2023-03-27"]
[4049,"CARGA VERDE 3RS27M","UN","APARATOS ELECTRICOS",null,"0,00 %","0,00"]
[4047,"CARGA VERDE MEDIA B.V.","UN","APARATOS ELECTRICOS",null,"0,00 %","0,00"]
[101015,"CARGADOR  FRONTAL 930(1.7M3)Min 15 dias","DD","EQUIPO ALQUILER Y MAQUINARIA",null,"0,00 %","0,00"]
[373,"CARGADOR .40 M3 SOBRE LLANTAS","MES","EQUIPO ALQUILER Y MAQUINARIA",null,"0,00 %","0,00"]
[105017,"CARGADOR DE BATERIAS DE 12 VOLTIOS","UN","APARATOS ELECTRICOS",null,"0,00 %","0,00"]
[107982,"Cargador de baterias PLN-24CH12","UN","APARATOS ELECTRICOS","860061089 - IDRD - PROYECCIÓN","19,00 %","$ 6.370.353,01","2023-03-30"]
[106572,"CARGADOR PARA PILAS AAA-AA (4 PUESTOS)","UN","FERRETERIA","860061089 - IDRD - PROYECCIÓN","19,00 %","$ 21.601,00","2022-01-28"]
[100804,"Cargue y Descargue Contenedor (40pies)para obra","UN","EQUIPO ALQUILER Y MAQUINARIA","555555555555 - IDRD - MEDIANA DE COTIZACIONES","0,00 %","$ 752.000,00","2019-02-14"]
[1977,"CARRETILLA  Cte. R/CAUCHO","UN","HERRAMIENTA",null,"0,00 %","0,00"]
[1244,"CARRETILLA BOOGY RUEDA MACIZA PLATON PLASTICO","UN","HERRAMIENTA",null,"0,00 %","0,00"]
[109187,"CARRETILLA METALICA LLANTA ANTIPINCHAZO","UN","FERRETERIA","860061089 - IDRD - PROYECCIÓN","19,00 %","$ 226.238,00","2022-01-28"]
[1976,"CARRETILLA PLATON 6 PIES-PLAST-RuedAntipint-Rin me","UN","HERRAMIENTA","860061089 - IDRD - PROYECCIÓN","19,00 %","$ 237.874,00","2023-03-28"]
[10627,"Carretón, trebol blanco enano (Trifolium repens)","UN","ARBOLES Y PLANTAS","860061089 - IDRD - PROYECCIÓN","19,00 %","$ 3.423,00","2023-03-29"]
[12930,"CARRIL ANTI TURBULENCIA SEPARADOR DE 4\" X 25 M + TENSOR EN ACERO INOXIDABLE","UN","PISCINAS","860061089 - IDRD - PROYECCIÓN","19,00 %","$ 2.760.735,00","2022-01-31"]
[12932,"CARRIL ANTI TURBULENCIA SEPARADOR DE 6\" X 50 M + TENSOR EN ACERO INOXIDABLE","UN","PISCINAS","860061089 - IDRD - PROYECCIÓN","19,00 %","$ 5.384.978,00","2022-01-31"]
[108142,"CARRO DESPLAZAMIENTO LINEA DE VIDA","UN","ELEMENTOS DE SEGURIDAD",null,"0,00 %","0,00"]
[9471,"CARROTANQUE DE AGUA  6000 GLN - 24 M3 aprox","VJ","IMPERMEABIL.,ADITIVOS,QUIMICOS","860061089 - IDRD - PROYECCIÓN","0,00 %","$ 946.277,00","2022-12-16"]
[101249,"CARROTANQUE DE AGUA  FORD-600","HR","IMPERMEABIL.,ADITIVOS,QUIMICOS",null,"0,00 %","0,00"]
[105729,"CARTELERA INFORMATIVA  ALUMINIO (2X1 Mts)","UN","MISCELANEA",null,"0,00 %","0,00"]
[12843,"CARTUCHO PARA FILTRO PURIFICADOR AGUA (ETAPA 2) ","UN","EQUIPOS PARA COCINA","860061089 - IDRD - PROYECCIÓN","19,00 %","$ 38.917,00","2022-01-27"]
[12842,"CARTUCHO PARA FILTRO PURIFICADOR DE AGUA (ETAPA 1)","UN","EQUIPOS PARA COCINA","860061089 - IDRD - PROYECCIÓN","19,00 %","$ 33.820,00","2022-01-27"]
[12844,"CARTUCHO PARA FILTRO PURIFICADOR DE AGUA (ETAPA 3)","UN","EQUIPOS PARA COCINA","860061089 - IDRD - PROYECCIÓN","19,00 %","$ 41.837,00","2022-01-27"]
[12999,"Cartuchos para marquilladora","UN","VARIOS","860061089 - IDRD - PROYECCIÓN","19,00 %","$ 25.755,00","2022-01-26"]
[1245,"CASCO ARSEG  10096R","UN","EQUIPO DE SEGURIDAD INDUSTRIAL",null,"0,00 %","0,00"]
[1246,"CASCO ARSEG  TIPO CAPITAN","UN","EQUIPO DE SEGURIDAD INDUSTRIAL",null,"0,00 %","0,00"]
[2117,"CASCO DE SEGURIDAD DIELECTRICO CON RATCHET","UN","FERRETERIA Y HERRAMIENTAS","8956232 - IDRD - MEDIA ARMONICA COTIZACIONES","19,00 %","$ 23.210,00","2023-03-22"]
[1247,"CASCO VENEZOLANO","UN","EQUIPO DE SEGURIDAD INDUSTRIAL",null,"0,00 %","0,00"]
[1798,"CASEINA PINTUCO","GLN","PINTURAS",null,"0,00 %","0,00"]
[22,"CASETEX Aligerante textil estr","M2","IMPERMEABIL.,ADITIVOS,QUIMICOS",null,"0,00 %","0,00"]
[101488,"CASETON DE ICOPOR PERDIDO (DENS: 8- 10 Kg/M3)","M3","FORMALETA","860061089 - IDRD - PROYECCIÓN","19,00 %","$ 105.625,00","2022-06-03"]
[106988,"CASETON DE ICOPOR RECUPERABLE (DENS: 8- 10 K/M3)","M3","FORMALETA",null,"0,00 %","0,00"]
[12482,"CASETON EN LONA 0.30 m***","M2","FORMALETA",null,"0,00 %","0,00"]
[100617,"CASETON EN LONA 0.35m***","M2","FORMALETA",null,"0,00 %","0,00"]
[104878,"CASETON EN LONA 0.39 m","M2","FORMALETA","860061089 - IDRD - PROYECCIÓN","19,00 %","$ 15.284,00","2020-01-13"]
[100733,"CASETON EN LONA 0.52 m***","M2","FORMALETA","830.213333 - CASETONES MARCO TULIO UMBA","19,00 %","$ 23.839,00","2019-09-30"]
[10686,"CASILLERO METÁLICO PARA ALMACENAMIENTO (suministro+instalación)","UN","MOBILIARIO PARQUES","860061089 - IDRD - PROYECCIÓN","19,00 %","$ 1.935.777,01","2022-12-19"]
[12647,"CASILLEROS EN MELAMÍNICO DE 15mm DOBLE CARA, MÓDULOS DE 1,80X0,30X0,30","UN","MUEBLES ACCESORIOS","666665454444 - IDRD - MENOR PRECIO DE COTIZACIONES","19,00 %","$ 656.880,00","2020-07-14"]
[107062,"Cassette Multimodo 12 Fibras OM4- 6 puertos duplex","UN","APARATOS ELECTRICOS",null,"0,00 %","0,00"]
[102034,"CATALIZADOR GRUPO 1 (A:B=4:1)SIKA O SIMILAR","GLN","PINTURAS","6555555555 - IDRD - MENOR VALOR   DE COTIZACIONES","19,00 %","$ 52.360,00","2019-06-14"]
[104738,"CATALIZADOR PARA PINTURA EPOXICA Pintuco","GLN","PINTURAS",null,"0,00 %","0,00"]
[104562,"CATALIZADOR PINTURA POLIURETANO (1/8 GaL)","GLN","MISCELANEA","8956232 - IDRD - MEDIA ARMONICA COTIZACIONES","19,00 %","$ 21.192,67","2019-07-30"]
[102036,"CATALIZADOR SERIE 36 (A:B=4:1) SIKA O SIMILAR","GLN","PINTURAS","6555555555 - IDRD - MENOR VALOR   DE COTIZACIONES","19,00 %","$ 259.420,00","2019-06-14"]
[104649,"CAUCHO GRANULADO SBR - No Incluye transporte al sitio","KG","GRAMAS SINTETICAS","555555555555 - IDRD - MEDIANA DE COTIZACIONES","19,00 %","$ 1.509,00","2023-03-31"]
[106571,"CAUTIN ELECTRICO TIPO LAPIZ  25 A 50 W PARA SOLDAR","UN","FERRETERIA",null,"0,00 %","0,00"]
[100832,"CBR en Campo","UN","AGREGADOS CONCRETOS Y MORTEROS",null,"0,00 %","0,00"]
[31916,"CEDRO PUERTO ASIS","UN","LAMINAS",null,"0,00 %","0,00"]
[1551,"CELADOR (CON VIVIENDA)","MES","SUELDOS Y JORNALES",null,"0,00 %","0,00"]
[105681,"CELDA AQUACELL RD CON KIT (Celda 1x0.50x0.39m)","UN","INST. HIDRAUL/SANIT. Y LAMINAS",null,"0,00 %","0,00"]
[106772,"CELDA B.T.MEDIDA CR EQUIPÁDA(Bajo techo 2x0.8x0.40","UN","CAJAS, ARMARIOS, TABLEROS",null,"0,00 %","0,00"]
[108983,"Celda de ent y/o salid seccionad de operacion","UN","APARATOS ELECTRICOS",null,"0,00 %","0,00"]
[108993,"Celda de medida en SM6-GBC B, incl dos medidores","UN","APARATOS ELECTRICOS",null,"0,00 %","0,00"]
[105611,"CELDA DE MEDIDA INDIRECTA EN MEDIA TENSIÓN","UN","APARATOS ELECTRICOS","860061089 - IDRD - PROYECCIÓN","19,00 %","$ 23.097.535,00","2022-06-07"]
[108976,"Celda de protección para transformador tipo seco","UN","APARATOS ELECTRICOS",null,"0,00 %","0,00"]
[105606,"CELDA DUPLEX DE M.T. (ENTRADA-SALIDA), 17.5 kV, 63","UN","APARATOS ELECTRICOS",null,"0,00 %","0,00"]
[106769,"Celda Duplex Seccionadores Entrada  y Salida-15 KV","UN","CORTACIRCUITOS",null,"0,00 %","0,00"]
[108860,"CELDA EN AIRE ENTRADA Y SALIDA","UN","MISCELANEA","47874222222 - CONTRATO CONSULTORIA CDRC 1","19,00 %","$ 15.240.780,00","2019-12-11"]
[12649,"Celda para Transformador de 150 KVA ","UN","PLANTAS ELECTRICAS","666665454444 - IDRD - MENOR PRECIO DE COTIZACIONES","19,00 %","$ 2.915.500,00","2020-07-21"]
[106831,"Celda para TransformadorClaseH-75Kva11.4-208/120","UN","CAJAS, ARMARIOS, TABLEROS","860061089 - IDRD - PROYECCIÓN","19,00 %","$ 3.375.920,00","2022-01-31"]
[105608,"CELDA PARA TRANSFORMADORTRIFÁSIC SECO  225 KVA","UN","APARATOS ELECTRICOS","860061089 - IDRD - PROYECCIÓN","19,00 %","$ 3.856.348,00","2022-06-07"]
[106770,"Celda paraTransformadorSecoClaseH15KVA-11400-208v","UN","CORTACIRCUITOS","66665555555 - IDRD - MEDIA ARITMETICA DE COTIZACIONES","19,00 %","$ 2.809.281,00","2019-04-23"]
[106768,"Celda paraTransformadorSecoClaseH75KVA-11400-208v","UN","CORTACIRCUITOS",null,"0,00 %","0,00"]
[109000,"Celda protecc con seccionador operación b/car SF6","UN","APARATOS ELECTRICOS",null,"0,00 %","0,00"]
[106784,"Celda Protección+Seccionador en Aire+Fusibles","UN","APARATOS ELECTRICOS",null,"0,00 %","0,00"]
[107393,"CELDA TRANSFORMADOR TRIFASICO DE 500 KVA","UN","APARATOS ELECTRICOS",null,"0,00 %","0,00"]
[105607,"CELDA TRIPLEX M.T. (ENTR-SAL-PROTECC)17.5KV-630A","UN","APARATOS ELECTRICOS","860061089 - IDRD - PROYECCIÓN","19,00 %","$ 19.376.993,01","2022-06-07"]
[12473,"Celda Triplex MT(Entrada-Salida Protección)17.5KV-630A-NormaCTS 506-2+AccesoriosCefe Cometas(Sum)","UN","CAJAS, ARMARIOS, TABLEROS","77777777777 - CONTRATO CONSULTORIA CEFE COMETAS","19,00 %","$ 15.232.000,00","2019-09-27"]
[101129,"Celoscreen liso Paso 120 Aluzinc","M2","ENCHAPES,PISOS,ALFOMBRAS,PAPEL",null,"0,00 %","0,00"]
[990,"CELOSIA ALUMINIO .60 x 1.00 M.","ML","PERFILES Y DIVISIONES","555555555555 - IDRD - MEDIANA DE COTIZACIONES","19,00 %","$ 149.940,00","2019-05-29"]
[107027,"CELOSIA L 90","UN","ACCESORIOS HIDROSANITARIOS",null,"0,00 %","0,00"]
[1896,"CELOSIA NATURAL PISO MOORE","UN","Pisos",null,"0,00 %","0,00"]
[1895,"CELOSIA VITRIFICADO PISO MOORE","UN","Pisos",null,"0,00 %","0,00"]
[101572,"Celulosa proyectada-CRDC-COMETAS","M2","ACTIVIDADES ESPECIALES","77777777777 - CONTRATO CONSULTORIA CEFE COMETAS","19,00 %","$ 11.500,01","2019-04-05"]
[108155,"Celulosa ref.K13 en 11/2\"","M2","LAMINAS",null,"0,00 %","0,00"]
[70,"CEMENTO BLANCO 40 Kg","KG","AGREGADOS CONCRETOS Y MORTEROS","8956232 - IDRD - MEDIA ARMONICA COTIZACIONES","19,00 %","$ 1.681,01","2023-03-03"]
[581,"CEMENTO GRIS (APUS)","KG","AGREGADOS CONCRETOS Y MORTEROS","555555555555 - IDRD - MEDIANA DE COTIZACIONES","19,00 %","$ 588,00","2023-03-03"]
[673,"CEMENTO GRIS Bulto Depos (APUS)","BTO","AGREGADOS CONCRETOS Y MORTEROS","860061089 - IDRD - PROYECCIÓN","19,00 %","$ 26.194,01","2022-01-28"]
[2182,"CEMENTO MARINO DENSO CANECA-180 KILOS","KG","IMPERMEABILIZANTES",null,"0,00 %","0,00"]
[659,"CEMENTO MARINO LIQUIDO","GLN","ADITIVOS Y QUIMICOS",null,"0,00 %","0,00"]
[660,"CEMENTO MARINO PLASTICO   4 Kg","KG","IMPERMEABILIZANTES",null,"0,00 %","0,00"]
[640,"CEMENTO PLAST TAPAGOTERA TEXSA","GLN","IMPERMEABIL.,ADITIVOS,QUIMICOS",null,"0,00 %","0,00"]
[1957,"CEMENTO PLASTICO","GLN","MORTEROS LISTOS",null,"0,00 %","0,00"]
[104610,"CENEFA EN ZAPAN DE a= 0,16(suministro) e=18mm","ML","Pisos",null,"0,00 %","0,00"]
[103650,"CENEFA MARMOL Y VIDRIO MALLA FIX-COLORES (30X30CM)","UN","Enchapes",null,"0,00 %","0,00"]
[104269,"CENIZA + TRANSPORTE","M3","AGREGADOS CONCRETOS Y MORTEROS",null,"0,00 %","0,00"]
[108966,"CENTRAL CONVENCIONAL 4 ZONAS 2 SALIDAS 1 ALARMA","UN","MISCELANEA",null,"0,00 %","0,00"]
[412,"CENTRAL DE CONSERJERIA 10 PTOS","UN","CITOFONIA",null,"0,00 %","0,00"]
[102429,"CENTRAL TELEFONICA 824 6 LINEAS- 16 EXT. TELEFONIC","UN","CAJAS, ARMARIOS, TABLEROS",null,"0,00 %","0,00"]
[105137,"Cepillo 10\" con cerdas acero inoxidable","UN","PISCINAS","860061089 - IDRD - PROYECCIÓN","19,00 %","$ 46.440,00","2022-01-31"]
[482,"CEPILLO CARPINTERO 3C STANLEY","UN","HERRAMIENTA","860061089 - IDRD - PROYECCIÓN","19,00 %","$ 104.353,00","2022-01-24"]
[105136,"Cepillo cerdas de nylon de 18\"","UN","PISCINAS","860061089 - IDRD - PROYECCIÓN","19,00 %","$ 32.907,00","2022-01-31"]
[12919,"CEPILLO NYLON 10\"","UN","PISCINAS","860061089 - IDRD - PROYECCIÓN","19,00 %","$ 20.834,00","2022-01-31"]
[102409,"CERAMICA BLANCA 20x35CM","M2","Pisos","860061089 - IDRD - PROYECCIÓN","19,00 %","$ 25.351,00","2023-03-29"]
[102318,"Cerámica importada antártica 33x60 **","M2","Enchapes y Pisos",null,"0,00 %","0,00"]
[105459,"CERAMICA PARA PISCINA PARQUE PATIO BONITO","M2","Pisos",null,"0,00 %","0,00"]
[12767,"CERCHA CUADRADA 0,45 X 0,45 M - ANG. 2 1/2 X 2 1/2 X 1/4\"","ML","CERCHAS,VIGAS, ANG, PERFILES","8956232 - IDRD - MEDIA ARMONICA COTIZACIONES","19,00 %","$ 619.351,01","2020-12-23"]
[326,"CERCHA METALICA DE 3MT","SMN","EQUIPO ALQUILER Y MAQUINARIA",null,"0,00 %","0,00"]
[959,"CERCHAS METALICAS (3 METROS)","DD","FORMALETA","860061089 - IDRD - PROYECCIÓN","19,00 %","$ 190,00","2023-03-24"]
[100597,"Cerco 8x.8x.1   polipropileno alto impacto**","ML","MADERAS","860061089 - IDRD - PROYECCIÓN","19,00 %","$ 226.238,00","2022-02-10"]
[100601,"Cerco 8x.8x.1 polipropileno bajo impacto DUROK **","ML","MADERAS",null,"0,00 %","0,00"]
[100600,"Cerco 8x.8x.1 polipropileno mediano impacto **","ML","MADERAS",null,"0,00 %","0,00"]
[104454,"CERCO ABARCO CEPILLADO(8X8CM) L=4M","UN","MADERAS",null,"0,00 %","0,00"]
[104169,"CERCO ORDINARIO (10X10CM) L=3M","ML","MADERAS",null,"0,00 %","0,00"]
[104170,"CERCO ORDINARIO (10X10CM) L=4M","ML","MADERAS",null,"0,00 %","0,00"]
[885,"CERCO ORDINARIO (8cmx8cm) L=3M","ML","MADERAS","860061089 - IDRD - PROYECCIÓN","19,00 %","$ 10.104,00","2023-03-24"]
[2106,"CERCO ORDINARIO (8cmx8cm) L=3M usar CIO-000885","UN","MADERAS","860061089 - IDRD - PROYECCIÓN","19,00 %","$ 26.394,00","2022-06-10"]
[101285,"CERCO ORDINARIO (8cmx8cm) L=4M","ML","MADERAS","860061089 - IDRD - PROYECCIÓN","19,00 %","$ 14.432,00","2022-06-06"]
[102418,"CERCO ORDINARIO INMUNIZ. X ASPERSIÓN(6X6cm)L=3M","UN","MADERAS","555555555555 - IDRD - MEDIANA DE COTIZACIONES","19,00 %","$ 28.560,00","2022-04-25"]
[3335,"CERRADURA  ANTIPANICO SENCILLA","UN","CERRADURAS Y HERRAJES","860061089 - IDRD - PROYECCIÓN","19,00 %","$ 593.572,00","2022-06-08"]
[102718,"CERRADURA  DE SEGURIDAD PARA CANTONERA","UN","VIDRIOS Y ESPEJOS",null,"0,00 %","0,00"]
[1175,"CERRADURA ALC CON LLAVES aluminio o SIMILAR","UN","CERRADURAS Y HERRAJES","860061089 - IDRD - PROYECCIÓN","19,00 %","$ 31.869,00","2023-03-28"]
[104600,"CERRADURA ANTIPANICO VERT. TIPO PUSH CON MANIJA EX","UN","VIDRIOS Y ESPEJOS",null,"0,00 %","0,00"]
[106482,"CERRADURA CARTELERA CORREDERA mueble vitrina nique","UN","FERRETERIA","860061089 - IDRD - PROYECCIÓN","19,00 %","$ 9.506,01","2022-01-28"]
[106484,"CERRADURA DE EMBUTIR  PICO LORO DOBLE  854","UN","FERRETERIA","860061089 - IDRD - PROYECCIÓN","19,00 %","$ 59.147,00","2022-01-28"]
[101921,"CERRADURA DE SOBRE PONER 396 DE ROSETA YALE","UN","MISCELANEA","8956232 - IDRD - MEDIA ARMONICA COTIZACIONES","19,00 %","$ 125.205,01","2019-05-17"]
[104603,"CERRADURA DOBLE CILINDRO CROMOSCHLAGE,YALEOSIMILAR","UN","VIDRIOS Y ESPEJOS","860061089 - IDRD - PROYECCIÓN","19,00 %","$ 122.014,00","2023-03-30"]
[3890,"CERRADURA INAFER  C-1000 CROMADO-DORADO","UN","CERRADURAS Y HERRAJES",null,"0,00 %","0,00"]
[3894,"CERRADURA INAFER  C-333  CORRIENTE","UN","CERRADURAS Y HERRAJES",null,"0,00 %","0,00"]
[3893,"CERRADURA INAFER  C-333  DE PERFIL","UN","CERRADURAS Y HERRAJES",null,"0,00 %","0,00"]
[3891,"CERRADURA INAFER  C-999 CROMADO-DORADO","UN","CERRADURAS Y HERRAJES",null,"0,00 %","0,00"]
[3892,"CERRADURA INAFER  MEGA CROMADO-DORADO","UN","CERRADURAS Y HERRAJES",null,"0,00 %","0,00"]
[104602,"CERRADURA MANIJA SATINADO","UN","VIDRIOS Y ESPEJOS",null,"0,00 %","0,00"]
[106492,"Cerradura Mueble Pestillo Horizontal 2045.","UN","FERRETERIA","860061089 - IDRD - PROYECCIÓN","19,00 %","$ 27.461,00","2022-01-28"]
[106489,"CERRADURA MUEBLE PESTILLO VERTICAL 2044 YALE O SIM","UN","FERRETERIA","860061089 - IDRD - PROYECCIÓN","19,00 %","$ 30.524,00","2022-01-29"]
[104839,"CERRADURA O BARRA  ANTIPANICO HORIZONTAL AMERICANA","UN","CERRADURAS Y HERRAJES",null,"0,00 %","0,00"]
[104840,"CERRADURA O BARRA ANTIPANICO VERTICAL AMERICANA","UN","CERRADURAS Y HERRAJES",null,"0,00 %","0,00"]
[104842,"CERRADURA PARA BARRA ANTIPANICO EXTERNA AMERICANA","UN","CERRADURAS Y HERRAJES","860.000.054-8 - ALMACEN EL ARQUITECTO","16,00 %","$ 288.260,00","2019-12-12"]
[1174,"CERRADURA SAFE ALC.141A CLASIC ST","UN","VIDRIOS Y ESPEJOS",null,"0,00 %","0,00"]
[1177,"CERRADURA SAFE BAÑO 152 CLASIC ST","UN","VIDRIOS Y ESPEJOS",null,"0,00 %","0,00"]
[1178,"CERRADURA SAFE Closet 145   CLAS ST","UN","VIDRIOS Y ESPEJOS",null,"0,00 %","0,00"]
[2130,"CERRADURA SAFE Dep.SEG 140A CLAS ST","UN","VIDRIOS Y ESPEJOS",null,"0,00 %","0,00"]
[1180,"CERRADURA SAFE Entrad. 142A CLAS ST","UN","VIDRIOS Y ESPEJOS",null,"0,00 %","0,00"]
[1183,"CERRADURA SAFE Entrad.2CIL. 143A ST","UN","VIDRIOS Y ESPEJOS",null,"0,00 %","0,00"]
[1202,"CERRADURA SAFE HOTEL 5129 MONTEC CR","UN","VIDRIOS Y ESPEJOS",null,"0,00 %","0,00"]
[1712,"CERRADURA SAFE Libre 153    CLAS ST","UN","VIDRIOS Y ESPEJOS",null,"0,00 %","0,00"]
[1184,"CERRADURA SAFE Patio 149    CLAS ST","UN","VIDRIOS Y ESPEJOS",null,"0,00 %","0,00"]
[1186,"CERRADURA SCHLAGE ALC. GOLD GEORGIA","UN","CERRADURAS Y HERRAJES",null,"0,00 %","0,00"]
[1187,"CERRADURA SCHLAGE BAÑO ALUM NVO.GEO","UN","CERRADURAS Y HERRAJES",null,"0,00 %","0,00"]
[1188,"CERRADURA SCHLAGE BAÑO GOLD GEORGIA","UN","CERRADURAS Y HERRAJES",null,"0,00 %","0,00"]
[2023,"CERRADURA SCHLAGE CERROJ/B360 Cromo","UN","CERRADURAS Y HERRAJES",null,"0,00 %","0,00"]
[2022,"CERRADURA SCHLAGE CERROJ/B362 Cromo","UN","CERRADURAS Y HERRAJES",null,"0,00 %","0,00"]
[1191,"CERRADURA SCHLAGE CERROJ/B362 Dorado","UN","CERRADURAS Y HERRAJES",null,"0,00 %","0,00"]
[1189,"CERRADURA SCHLAGE CL. ALUM N/GEORG.","UN","CERRADURAS Y HERRAJES",null,"0,00 %","0,00"]
[2020,"CERRADURA SCHLAGE Dep. ALUM N/GEORG","UN","CERRADURAS Y HERRAJES","860061089 - IDRD - PROYECCIÓN","19,00 %","$ 38.316,00","2022-06-08"]
[1192,"CERRADURA SCHLAGE Dep. GOLD GEORGIA","UN","CERRADURAS Y HERRAJES",null,"0,00 %","0,00"]
[1193,"CERRADURA SCHLAGE ENTR. CROMADO ORBIT A50PD","UN","CERRADURAS Y HERRAJES","860061089 - IDRD - PROYECCIÓN","19,00 %","$ 62.551,01","2023-03-28"]
[1194,"CERRADURA SCHLAGE ENTR.ALUM N/GEORG","UN","CERRADURAS Y HERRAJES",null,"0,00 %","0,00"]
[104773,"CERRADURA SCHLAGE JUPITER ANTICADO Ref.A50PD-A","UN","VIDRIOS Y ESPEJOS","860061089 - IDRD - PROYECCIÓN","19,00 %","$ 61.411,00","2022-02-04"]
[2019,"CERRADURA SCHLAGE OFIC.ALUM N/GEOR","UN","CERRADURAS Y HERRAJES",null,"0,00 %","0,00"]
[1195,"CERRADURA SCHLAGE OFIC.GOLD GEORGIA","UN","CERRADURAS Y HERRAJES",null,"0,00 %","0,00"]
[2027,"CERRADURA SCHLAGE ORBIT COBRE H380","UN","CERRADURAS Y HERRAJES",null,"0,00 %","0,00"]
[2029,"CERRADURA SCHLAGE ORBIT COBRE H387","UN","CERRADURAS Y HERRAJES",null,"0,00 %","0,00"]
[1197,"CERRADURA SCHLAGE PASO ALUM.N/GEOR.","UN","CERRADURAS Y HERRAJES",null,"0,00 %","0,00"]
[1196,"CERRADURA SCHLAGE PASO GOLD GEORGIA","UN","CERRADURAS Y HERRAJES",null,"0,00 %","0,00"]
[109089,"Cerradura schlage ref C100 ultra sobreponer CDRC","UN","CERRADURAS Y HERRAJES",null,"0,00 %","0,00"]
[109090,"Cerradura Schlage ref Latitude A80pdCromadoMate","UN","CERRADURAS Y HERRAJES",null,"0,00 %","0,00"]
[109092,"Cerradura Schlage Ref. LA62 T. Cerrojo Segur. CDRC","UN","CERRADURAS Y HERRAJES",null,"0,00 %","0,00"]
[109091,"Cerradura Schlage Ref. Latitude a40s T.Boton CDRC","UN","CERRADURAS Y HERRAJES",null,"0,00 %","0,00"]
[109093,"Cerradura Schlage Ref. Latitude A50pd T.Botón CDRC","UN","CERRADURAS Y HERRAJES",null,"0,00 %","0,00"]
[1198,"CERRADURA SCHLAGE TERRAZA GOLD GEOR","UN","CERRADURAS Y HERRAJES",null,"0,00 %","0,00"]
[2026,"CERRADURA SCHLAGE TULIP - WOOD MADERA H380","UN","CERRADURAS Y HERRAJES",null,"0,00 %","0,00"]
[2028,"CERRADURA SCHLAGE TULIP - WOOD MADERA H387","UN","CERRADURAS Y HERRAJES",null,"0,00 %","0,00"]
[3332,"CERRADURA SCHLAGE-FLAIR (IZQ.DER)","UN","VIDRIOS Y ESPEJOS",null,"0,00 %","0,00"]
[109088,"Cerradura Steelcraft   Ref Serie SZ","UN","CERRADURAS Y HERRAJES",null,"0,00 %","0,00"]
[106486,"CERRADURA TIPO POMO INTERIOR","UN","FERRETERIA",null,"0,00 %","0,00"]
[106485,"CERRADURA TIPO POMO MADERA EXTERIOR","UN","FERRETERIA","860061089 - IDRD - PROYECCIÓN","19,00 %","$ 31.033,00","2022-01-29"]
[1199,"CERRADURA YALE BAÑO BRANDYWINE MADE","UN","VIDRIOS Y ESPEJOS",null,"0,00 %","0,00"]
[1200,"CERRADURA YALE INCRUSTAR N.D.P","UN","CERRADURAS Y HERRAJES",null,"0,00 %","0,00"]
[1201,"CERRADURA YALE MUEBLES (larga)","UN","VIDRIOS Y ESPEJOS",null,"0,00 %","0,00"]
[1203,"CERRADURA YALE SOBREPONER (987) ¼\"","UN","CERRADURAS Y HERRAJES","860061089 - IDRD - PROYECCIÓN","19,00 %","$ 168.029,00","2023-03-28"]
[101211,"Cerram. M-70 (Tubo 1x1\".)S/Dis M.U.(Sum+Inst) **","ML","EQUIPO ALQUILER Y MAQUINARIA",null,"0,00 %","0,00"]
[12558,"Cerramiento Paneles Modulares Acero Alto=1.0 m Ancho=2.5  STC","ML","CERRAMIENTOS","333333 - DEACERO / ALMASA","19,00 %","$ 163.211,51","2019-12-03"]
[12559,"Cerramiento Paneles Modulares Acero Alto=1.5 m Ancho=2.5  STC","ML","CERRAMIENTOS","333333 - DEACERO / ALMASA","19,00 %","$ 200.507,48","2019-12-03"]
[12560,"Cerramiento Paneles Modulares Acero Alto=2.0 m Ancho=2.5  STC","ML","CERRAMIENTOS","333333 - DEACERO / ALMASA","19,00 %","$ 244.007,04","2019-12-03"]
[12561,"Cerramiento Paneles Modulares Acero Alto=2.0 m Ancho=3.0  STC","ML","CERRAMIENTOS","333333 - DEACERO / ALMASA","19,00 %","$ 220.182,76","2019-12-03"]
[12562,"Cerramiento Paneles Modulares Acero Alto=2.40 m Ancho=3.0  STC","ML","CERRAMIENTOS","333333 - DEACERO / ALMASA","19,00 %","$ 265.658,06","2019-12-03"]
[103812,"CERRAMIENTO REJA PEQUEÑA","ML","CERRAMIENTOS",null,"0,00 %","0,00"]
[102125,"CerramientoModularContraImpacto H=2.0M A=2.5M STC","ML","CERRAMIENTOS","333333 - DEACERO / ALMASA","19,00 %","$ 662.261,00","2019-07-08"]
[102126,"CerramientoModularContraImpacto H=2.4M A=2.5M STC","ML","CERRAMIENTOS","333333 - DEACERO / ALMASA","19,00 %","$ 710.793,00","2019-07-08"]
[102131,"CerramientoModularContraImpacto H=4.0M A=2.5M STC","ML","CERRAMIENTOS","333333 - DEACERO / ALMASA","19,00 %","$ 1.069.252,00","2019-07-08"]
[102132,"CerramientoModularContraImpacto H=4.8M A=2.5M STC","ML","CERRAMIENTOS","333333 - DEACERO / ALMASA","19,00 %","$ 1.178.331,00","2019-07-08"]
[104601,"CERROJO DOBLE LLAVE ALTA SEGURIDAD -LLAVE MULTIPUN","UN","CERRADURAS Y HERRAJES",null,"0,00 %","0,00"]
[106425,"CERROJO DOBLE SATINADO","UN","FERRETERIA",null,"0,00 %","0,00"]
[1190,"CERRRADURA SCHLAGE CL. GOLD GEORGIA","UN","CERRADURAS Y HERRAJES",null,"0,00 %","0,00"]
[2018,"CERRRADURA SCHLAGE TERRAZA ALUM N/G","UN","CERRADURAS Y HERRAJES",null,"0,00 %","0,00"]
[106789,"Certif.Parque Infantil Norma NTC-5.600 y NTC 5176","UN","ENSAYOS DE LABORATORIO","860061089 - IDRD - PROYECCIÓN","19,00 %","$ 6.900.000,00","2021-03-19"]
[100954,"CERTIFICAC.DE PUNTO CAT-5","UN","INST. DE GAS",null,"0,00 %","0,00"]
[12581,"CERTIFICACION DE ASCENSORES MARCA SHILDREN  CON CAPACIDAD PARA 10 PERSONAS O 750 KG Y DO S PARADAS","UN","ASCENSORES Y ESCALADORES","666666666252 - IDRD - MEDIA GEOMETRICA COTIZACIONES","19,00 %","$ 832.518,00","2020-04-23"]
[12582,"CERTIFICACION DE ASCENSORES SHILDREN CON CAPACIDAD PARA 7 PERSONAS O 1000 KG","UN","ASCENSORES Y ESCALADORES",null,"0,00 %","0,00"]
[102303,"Certificación EIA/TIA 568 y rotulación rack y toma","UN","CABLEADO ESTRUCTURADO",null,"0,00 %","0,00"]
[105036,"CERTIFICACION FIFA -  CANCHA GRAMA SINT. 60mm","UN","GRAMAS SINTETICAS",null,"0,00 %","0,00"]
[106776,"Certificacion Parque Infantil - Zona de Juegos con superficie en caucho - NTC 5600 - NTC 5176","UN","ENSAYOS DE LABORATORIO","860061089 - IDRD - PROYECCIÓN","19,00 %","$ 7.287.780,00","2022-02-02"]
[102064,"Certificación RETIE 10000m2 CEFE COMETAS","UN","INST. ELECTRICAS","77777777777 - CONTRATO CONSULTORIA CEFE COMETAS","19,00 %","$ 6.500.000,00","2019-07-05"]
[106779,"Certificación Retie Parque-Zona Franca (10.0.96m2)","UN","CABLES","666665454444 - IDRD - MENOR PRECIO DE COTIZACIONES","19,00 %","$ 3.332.000,00","2019-07-10"]
[101136,"CERTIFICACION RETIE PISTA BMX 2 ExclusivoBMX 2aEta","UN","INST. ELECTRICAS","8956232 - IDRD - MEDIA ARMONICA COTIZACIONES","19,00 %","$ 5.229.422,00","2019-03-22"]
[101872,"Certificación Retie Predio IDU-La Candelaria","UN","TARIFAS Y SERVICIOS","555555555555 - IDRD - MEDIANA DE COTIZACIONES","19,00 %","$ 1.309.000,00","2019-04-16"]
[106851,"CERTIFICACION RETIE RETILAP PARQUE DE LOS NIÑOS","UN","TARIFAS Y SERVICIOS",null,"0,00 %","0,00"]
[12826,"Certificación RETIE RETILAP Parque Vecinal Desarrollo Bilbao II Sector Calle 143 F y calle 144 A con carrera 151 Localidad de Suba","UN","TARIFAS Y SERVICIOS","860061089 - IDRD - PROYECCIÓN","19,00 %","$ 10.055.024,00","2022-01-24"]
[12825,"Certificación RETIE RETILAP Parque Vecinal Santa Ana Occidental II Kr 7 Con prolongación de la Calle 112 Localidad de Usaquén","UN","TARIFAS Y SERVICIOS","860061089 - IDRD - PROYECCIÓN","19,00 %","$ 5.027.512,00","2022-01-24"]
[12824,"Certificación RETIE RETILAP Parque Zonal Olaya Herrera Calle 22 Sur # 21 -09 Localidad Rafael Uribe ","UN","TARIFAS Y SERVICIOS","860061089 - IDRD - PROYECCIÓN","19,00 %","$ 11.563.278,00","2022-02-11"]
[106748,"Certificación RETIE RETILAP parquevecinal 13.383m2","GL","TARIFAS Y SERVICIOS","555555555555 - IDRD - MEDIANA DE COTIZACIONES","19,00 %","$ 8.076.447,00","2022-05-09"]
[106749,"Certificación RETIE RETILAP parquevecinal 8.736 m2","UN","TARIFAS Y SERVICIOS","860061089 - IDRD - PROYECCIÓN","19,00 %","$ 8.356.563,00","2022-02-11"]
[102065,"Certificación RETILAP 10000m2 CEFE COMETAS","UN","INST. ELECTRICAS","77777777777 - CONTRATO CONSULTORIA CEFE COMETAS","19,00 %","$ 7.500.000,00","2019-07-05"]
[106780,"Certificación Retilap Parque -Zona Franca(10.096m2","UN","CABLES","666665454444 - IDRD - MENOR PRECIO DE COTIZACIONES","19,00 %","$ 4.165.000,00","2019-07-10"]
[101137,"CERTIFICACION RETILAP PISTA BMX 2 ExclusivoBMX 2aE","UN","INST. ELECTRICAS","555555555555 - IDRD - MEDIANA DE COTIZACIONES","19,00 %","$ 6.515.250,00","2019-03-22"]
[105994,"Certificación tipo (B) IAAF-Pista Atletismo.","UN","MOBILIARIO PARQUES",null,"0,00 %","0,00"]
[103112,"CERTIFICACIÓN VOZ O DATOS CAT 5 - 6*","UN","CABLEADO ESTRUCTURADO","562221312 - IDRD - VALOR CIO AJUSTADO","19,00 %","$ 14.960,00","2019-08-21"]
[12866,"Certificaciones RETIE y RETILAP de cuatro (4) escenarios","UN","VARIOS","860061089 - IDRD - PROYECCIÓN","19,00 %","$ 10.934.839,00","2022-02-04"]
[107770,"CERTIFICACIONES RETIE Y RETILAP -FONTANAR","UN","INST. ELECTRICAS",null,"0,00 %","0,00"]
[102377,"CERTIFICACIONES RETIE Y RETILAP PTAR SALITRE","GL","INST. ELECTRICAS","6555555555 - IDRD - MENOR VALOR   DE COTIZACIONES","19,00 %","$ 11.260.375,00","2019-07-22"]
[12619,"Certificado retie","UN","ACTIVIDADES ESPECIALES","8956232 - IDRD - MEDIA ARMONICA COTIZACIONES","19,00 %","$ 2.716.356,00","2020-06-10"]
[12620,"certificado retilap","UN","ACTIVIDADES ESPECIALES","8956232 - IDRD - MEDIA ARMONICA COTIZACIONES","19,00 %","$ 3.305.150,01","2020-06-10"]
[100419,"Cespedon de Pasto Kikuyo+transp **","M2","JARDINERIA Y GRAMAS","8956232 - IDRD - MEDIA ARMONICA COTIZACIONES","19,00 %","$ 8.838,00","2023-03-22"]
[10752,"CESTA EXCREMENTO CANINO MODELO ITÁLICA (suministro+instalacion)","UN","MOBILIARIO URBANO Y SEÑALIZAC.","860061089 - IDRD - PROYECCIÓN","19,00 %","$ 1.271.699,00","2022-12-28"]
[10754,"CESTA SANECAN OLIMPIA (suministro+instalacion)","UN","MOBILIARIO URBANO Y SEÑALIZAC.","900661288 - CONTENUR COLOMBIA SAS","19,00 %","$ 3.332.000,00","2022-08-24"]
[10753,"CESTA SANECAN SICILIA (suministro+instalacion)","UN","MOBILIARIO URBANO Y SEÑALIZAC.","900661288 - CONTENUR COLOMBIA SAS","19,00 %","$ 2.142.000,00","2022-08-24"]
[106631,"CHALECO EN DRIL DOTACION","UN","EQUIPO DE SEGURIDAD INDUSTRIAL",null,"0,00 %","0,00"]
[1256,"CHALECO REFLECTIVO","UN","EQUIPO DE SEGURIDAD INDUSTRIAL",null,"0,00 %","0,00"]
[3794,"CHALECO REFLECTIVO DE ALTA VISIBILIDAD","UN","EQUIPO DE SEGURIDAD INDUSTRIAL","860061089 - IDRD - PROYECCIÓN","19,00 %","$ 17.277,00","2023-03-29"]
[105737,"CHALECO SALVAVIDAS  REFLECT.IMPERM.ABULLANADO3CORR","UN","MISCELANEA",null,"0,00 %","0,00"]
[105495,"CHALECOS SALVAVIDAS REFLECTIVOS","UN","ELEMENTOS DE PROTECCION LAGOS",null,"0,00 %","0,00"]
[106487,"CHAPA ESCRITORIO mueble cajón 20 - 25 mm","UN","FERRETERIA","860061089 - IDRD - PROYECCIÓN","19,00 %","$ 11.090,00","2022-01-29"]
[108931,"Chapeta cuadrada bisagra 90° acero inoxida CDRC","UN","CERRADURAS Y HERRAJES",null,"0,00 %","0,00"]
[108930,"Chapeta cuadrada sencilla 90° acero inoxida CDRC","UN","CERRADURAS Y HERRAJES",null,"0,00 %","0,00"]
[108928,"Chapeta cuadrada sencilla fija acero inoxida CDRC","UN","CERRADURAS Y HERRAJES",null,"0,00 %","0,00"]
[102635,"Chapetas ( para barras de giro)0.08x0.06m) **","UN","PERFILES Y DIVISIONES",null,"0,00 %","0,00"]
[102636,"Chapetas para reja**","UN","PERFILES Y DIVISIONES",null,"0,00 %","0,00"]
[107647,"CHAPETONES PARA ESCALERA","UN","CARPINTERIA METALICA",null,"0,00 %","0,00"]
[107468,"CHAPETONES PARA ESCALERA Piscina","UN","PISCINAS",null,"0,00 %","0,00"]
[106300,"CHAQUE GLOBO Ø1\" (125-200psi)","UN","ACCESORIOS HIDROSANITARIOS",null,"0,00 %","0,00"]
[106299,"CHAQUE GLOBO Ø2\" (125-200psi)","UN","ACCESORIOS HIDROSANITARIOS","6555555555 - IDRD - MENOR VALOR   DE COTIZACIONES","19,00 %","$ 293.216,00","2019-03-14"]
[108691,"Chaqueta bocelada en aluminio calibre 0,4 mm para","M2","SISTEMAS VENTILACION",null,"0,00 %","0,00"]
[108197,"CHASIS BANCO DE FILTROS","UN","SISTEMAS VENTILACION",null,"0,00 %","0,00"]
[9468,"CHASIS PARA ENSAMBLADORAS 2 x 17 - GAMMA","UN","LAMPARAS",null,"0,00 %","0,00"]
[9465,"CHASIS PARA ENSAMBLADORAS 2 x 17 - LUXUS","UN","LAMPARAS",null,"0,00 %","0,00"]
[9469,"CHASIS PARA ENSAMBLADORAS 2 x 32 - GAMMA","UN","LAMPARAS",null,"0,00 %","0,00"]
[9466,"CHASIS PARA ENSAMBLADORAS 2 x 32 - LUXUS","UN","LAMPARAS",null,"0,00 %","0,00"]
[9470,"CHASIS PARA ENSAMBLADORAS 2 x 96 - GAMMA","UN","LAMPARAS",null,"0,00 %","0,00"]
[9467,"CHASIS PARA ENSAMBLADORAS 2 x 96 - LUXUS","UN","LAMPARAS",null,"0,00 %","0,00"]
[104294,"CHAZO COLAPSIBLE PLASTIC+TORNILLO (3/8X11/2\")","UN","FERRETERIA Y HERRAMIENTAS",null,"0,00 %","0,00"]
[103101,"CHAZO DE 1/4 COLAPS+TORNILLO\"**","UN","FERRETERIA","555555555555 - IDRD - MEDIANA DE COTIZACIONES","19,00 %","$ 164,01","2023-03-16"]
[108148,"CHAZO DE EXPANSION DE 3/8\"","UN","SISTEMAS VENTILACION",null,"0,00 %","0,00"]
[108133,"CHAZO DE EXPANSION DE1/4\" (NO USAR)","UN","SISTEMAS VENTILACION",null,"0,00 %","0,00"]
[100968,"CHAZO DE EXPANSION DE1/4\" x 2 1/4\"","UN","FERRETERIA","8956232 - IDRD - MEDIA ARMONICA COTIZACIONES","19,00 %","$ 687,00","2023-03-16"]
[102921,"CHAZO EXPANSIVO 21/2\"X3/8\"","UN","FERRETERIA","860061089 - IDRD - PROYECCIÓN","19,00 %","$ 682,00","2022-01-29"]
[107202,"CHAZO EXPANSIVO 3/8 TIPO","UN","SISTEMAS VENTILACION","66665555555 - IDRD - MEDIA ARITMETICA DE COTIZACIONES","19,00 %","$ 316,00","2019-04-02"]
[108743,"Chazo expansivo 3/8\" x 1-7/8\" (10un)","UN","SISTEMAS VENTILACION",null,"0,00 %","0,00"]
[107508,"CHAZO PARA TORNILLO 1/8\"X1-1/4","UN","INST. ELECTRICAS",null,"0,00 %","0,00"]
[105241,"CHAZO PLASTICO 3/8\"X2\"","UN","FERRETERIA","8956232 - IDRD - MEDIA ARMONICA COTIZACIONES","19,00 %","$ 54,00","2023-03-22"]
[106493,"CHAZO PLASTICO NEGRO ESTRIADO 5/16","UN","FERRETERIA","860061089 - IDRD - PROYECCIÓN","19,00 %","$ 123,00","2022-01-29"]
[104869,"CHAZO PUNTILLA 2 7/8\" X 1/4\"","UN","FERRETERIA",null,"0,00 %","0,00"]
[104812,"Chazo puntilla de 1/4\"+Torn. puntilla de 3 1/2","UN","FERRETERIA Y HERRAMIENTAS","8956232 - IDRD - MEDIA ARMONICA COTIZACIONES","19,00 %","$ 376,00","2023-03-22"]
[104303,"CHAZO PUNTILLA DE 1/4X11/4\"","UN","FERRETERIA Y HERRAMIENTAS","555555555555 - IDRD - MEDIANA DE COTIZACIONES","19,00 %","$ 147,00","2023-03-22"]
[103117,"CHAZO+TORNILLO MULTIUSO 1/4\"","UN","FERRETERIA Y HERRAMIENTAS","555555555555 - IDRD - MEDIANA DE COTIZACIONES","19,00 %","$ 138,00","2023-03-22"]
[107325,"CHAZOS PARA SUSPENSIÓN DE CAMPANA","UN","SISTEMAS VENTILACION",null,"0,00 %","0,00"]
[483,"CHAZOS PLASTICO 1/4 x 31/2\" impacto concreto","UN","FERRETERIA","8956232 - IDRD - MEDIA ARMONICA COTIZACIONES","19,00 %","$ 559,00","2023-03-08"]
[106329,"CHEQUE  GLOBO 1/2”-200PSI","UN","REGISTROS Y CHEQUES","860061089 - IDRD - PROYECCIÓN","19,00 %","$ 67.984,43","2022-01-24"]
[103686,"CHEQUE 1/2\"","UN","MISCELANEA",null,"0,00 %","0,00"]
[103526,"CHEQUE AMORTIGUADO EXTREMO ERANURADO 1 1/2\"","UN","INST. HIDRAUL/SANIT. Y LAMINAS",null,"0,00 %","0,00"]
[106273,"CHEQUE AMORTIGUADO EXTREMO RANURADO 2 1/2” - 300 PSI","UN","ACCESORIOS HIDROSANITARIOS",null,"0,00 %","0,00"]
[106272,"CHEQUE AMORTIGUADO EXTREMO RANURADO 2” - 300 PSI","UN","ACCESORIOS HIDROSANITARIOS",null,"0,00 %","0,00"]
[103525,"CHEQUE AMORTIGUADO EXTREMO RANURADO 4\"","UN","INST. HIDRAUL/SANIT. Y LAMINAS",null,"0,00 %","0,00"]
[106274,"CHEQUE AMORTIGUADO EXTREMO RANURADO 4” - 300 PSI","UN","ACCESORIOS HIDROSANITARIOS","8956232 - IDRD - MEDIA ARMONICA COTIZACIONES","19,00 %","$ 363.814,00","2020-01-20"]
[106275,"CHEQUE AMORTIGUADO EXTREMO RANURADO 6” - 300 PSI","UN","ACCESORIOS HIDROSANITARIOS","66665555555 - IDRD - MEDIA ARITMETICA DE COTIZACIONES","19,00 %","$ 600.902,40","2019-12-20"]
[100055,"Cheque bridado acero al carbon d=2\" **","UN","REGISTROS Y CHEQUES",null,"0,00 %","0,00"]
[100057,"Cheque bridado acero al carbon d=3\" **","UN","REGISTROS Y CHEQUES",null,"0,00 %","0,00"]
[100060,"Cheque bridado acero al carbon d=4\" **","UN","REGISTROS Y CHEQUES","860061089 - IDRD - PROYECCIÓN","19,00 %","$ 1.388.385,46","2022-01-24"]
[107643,"Cheque Cortina Bronce Ø2\"","UN","INST. HIDRAUL/SANIT. Y LAMINAS",null,"0,00 %","0,00"]
[2015,"CHEQUE CORTINA HORIZONTAL TIPO HI ½\"   HELBERT","UN","REGISTROS Y CHEQUES","860061089 - IDRD - PROYECCIÓN","19,00 %","$ 57.062,26","2022-01-24"]
[815,"CHEQUE CORTINA HORIZONTAL TIPO HI 1½\"  S/NORMA ICO","UN","REGISTROS Y CHEQUES","860061089 - IDRD - PROYECCIÓN","19,00 %","$ 276.675,00","2021-10-08"]
[2016,"CHEQUE CORTINA HORIZONTAL TIPO HI 3/4\"   HELBERT","UN","REGISTROS Y CHEQUES",null,"0,00 %","0,00"]
[105460,"CHEQUE CORTINA Ø 1\"(125-200PSI)SELLO METALICO","UN","REGISTROS Y CHEQUES","860061089 - IDRD - PROYECCIÓN","19,00 %","$ 119.671,70","2022-01-24"]
[105462,"CHEQUE CORTINA Ø 11/2\"(125-200PSI)SELLO METALICO","UN","REGISTROS Y CHEQUES",null,"0,00 %","0,00"]
[105461,"CHEQUE CORTINA Ø 11/4\"(125-200PSI)SELLO METALICO","UN","REGISTROS Y CHEQUES",null,"0,00 %","0,00"]
[105463,"CHEQUE CORTINA Ø 2\"(125-200PSI)SELLO METALICO","UN","REGISTROS Y CHEQUES","860061089 - IDRD - PROYECCIÓN","19,00 %","$ 369.959,40","2022-01-24"]
[105464,"CHEQUE CORTINA RW DE 4\"","UN","INST. HIDRAUL/SANIT. Y LAMINAS","860061089 - IDRD - PROYECCIÓN","19,00 %","$ 1.347.916,00","2022-01-31"]
[107580,"Cheque Cuerpo en Hierro Disco en Inox 10\"","UN","INST. HIDRAUL/SANIT. Y LAMINAS",null,"0,00 %","0,00"]
[107575,"Cheque Cuerpo en Hierro Disco en Inox 8\"","UN","INST. HIDRAUL/SANIT. Y LAMINAS",null,"0,00 %","0,00"]
[107058,"CHEQUE DE BOLA BRONCE 1 1/2\"","UN","ACCESORIOS HIDROSANITARIOS","47874222222 - CONTRATO CONSULTORIA CDRC 1","19,00 %","$ 276.080,00","2019-08-08"]
[107061,"CHEQUE DE BOLA BRONCE 3\"","UN","ACCESORIOS HIDROSANITARIOS","47874222222 - CONTRATO CONSULTORIA CDRC 1","19,00 %","$ 718.760,00","2019-08-08"]
[107064,"CHEQUE DE BOLA BRONCE 4\"","UN","ACCESORIOS HIDROSANITARIOS",null,"0,00 %","0,00"]
[106319,"CHEQUE GLOBO Ø2 1/2\"(125/200)","UN","ACCESORIOS HIDROSANITARIOS",null,"0,00 %","0,00"]
[104451,"CHEQUE HIDRO 3\" PARA SISTEMA. EYECTOR","UN","INST. HIDRAUL/SANIT. Y LAMINAS",null,"0,00 %","0,00"]
[106318,"CHEQUE HIDRO 3\" PARA SISTEMA. EYECTOR","UN","REGISTROS Y CHEQUES",null,"0,00 %","0,00"]
[106317,"CHEQUE HIDRO BRIDADO Ø3”-300PSI","UN","REGISTROS Y CHEQUES",null,"0,00 %","0,00"]
[106388,"CHEQUE HIDRO Ø 3/4”  VERTICAL (150-200 PSI)","UN","MISCELANEA",null,"0,00 %","0,00"]
[107046,"CHEQUE HIDRO ROSCADO 1 1/2\"","UN","ACCESORIOS HIDROSANITARIOS","66665555555 - IDRD - MEDIA ARITMETICA DE COTIZACIONES","19,00 %","$ 57.180,00","2019-03-14"]
[107047,"CHEQUE HIDRO ROSCADO 2\"","UN","ACCESORIOS HIDROSANITARIOS",null,"0,00 %","0,00"]
[106332,"CHEQUE HIDROBRIDADO Ø6”-300PSI -ACERO","UN","REGISTROS Y CHEQUES",null,"0,00 %","0,00"]
[108849,"CHEQUE HIDROBRIDADO Ø8”-300PSI -ACERO","UN","MISCELANEA",null,"0,00 %","0,00"]
[107549,"Cheque mariposa  Cuerpo en Hierro Disco en Inox 6\"","UN","INST. HIDRAUL/SANIT. Y LAMINAS",null,"0,00 %","0,00"]
[107617,"Cheque mariposa  Cuerpo en Hierro Disco en Inox 8\"","UN","INST. HIDRAUL/SANIT. Y LAMINAS",null,"0,00 %","0,00"]
[104292,"CHEQUE VERTICAL 1/2\" HELBERT","UN","INST. HIDRAUL/SANIT. Y LAMINAS",null,"0,00 %","0,00"]
[104548,"CHEQUE VERTICAL HYDRO DE 1/2\"","UN","REGISTROS Y CHEQUES",null,"0,00 %","0,00"]
[102467,"CICATRIZANTE HORMONAL (FRASCO DE 460GR)","UN","AGREGADOS CONCRETOS Y MORTEROS","66665555555 - IDRD - MEDIA ARITMETICA DE COTIZACIONES","19,00 %","$ 25.091,99","2019-03-19"]
[104617,"CICATRIZANTE HORMONAL PARA PODAS (460Gr)","UN","JARDINERIA Y GRAMAS",null,"0,00 %","0,00"]
[101362,"Cicloparqueadero  M-101 Para 11 bicicletas (Sumin)","UN","PREFABRICADOS METALICOS",null,"0,00 %","0,00"]
[100456,"Cicloparqueadero modulo M-100 (sumin) **","UN","PREFABRICADOS METALICOS","8956232 - IDRD - MEDIA ARMONICA COTIZACIONES","19,00 %","$ 408.637,00","2023-03-29"]
[108805,"Cielo raso en listones de madera de pino 9 x 4 cm","M2","CIELO RASOS",null,"0,00 %","0,00"]
[100776,"CIELO RASO FUTURA- HUNTER-FIBRA +PERFILER(LIS)**","M2","FIBRA DE VIDRIO","860061089 - IDRD - PROYECCIÓN","19,00 %","$ 105.554,00","2023-03-29"]
[102693,"CIELO RASO MODULAR.0.60X0.60 ALUM.BLANCO MATE","M2","VENTANERIA",null,"0,00 %","0,00"]
[100770,"CIELO RASO OWA-FUT- HUNTER-FIBRA +PERFILER(RES)**","M2","CIELO RASOS",null,"0,00 %","0,00"]
[105663,"CIELO RASO PVC BLANCO BRILLANTE (5.85X.25)","UN","MISCELANEA","860061089 - IDRD - PROYECCIÓN","19,00 %","$ 37.400,00","2023-03-22"]
[100773,"CIELO RASO-LAM DRY WALL 1/2\"+VIG+OMEGA+ANGULO","M2","MUROS YESO",null,"0,00 %","0,00"]
[100772,"CIELO RASO-LAM DRY WALL 3/8\"+VIGA+OMEGA+ANGULO","M2","MUROS YESO",null,"0,00 %","0,00"]
[100774,"CIELO RASO-LAM DRY WALL 5/8\"+VIGA+OMEGA+ANGULO","M2","MUROS YESO",null,"0,00 %","0,00"]
[108152,"CieloFalsoPanelAcusticoFibra de vidrio+Estructura","M2","LAMINAS",null,"0,00 %","0,00"]
[108025,"CieloFalsoPlafonMadera Aglomerada12mm+Estructura","M2","CIELO RASOS",null,"0,00 %","0,00"]
[107960,"CieloFalsoStrech Metal Aluminio hd10 Hunter Dougla","M2","FIBRA DE VIDRIO",null,"0,00 %","0,00"]
[106882,"CieloFalsoStrech Metal Aluzinc hd10 Hunter Douglas","M2","FIBRA DE VIDRIO","8956232 - IDRD - MEDIA ARMONICA COTIZACIONES","19,00 %","$ 173.595,00","2019-04-03"]
[106883,"CieloRasoFalso AluminioMiniwavePerofradoPint.polie","M2","FIBRA DE VIDRIO",null,"0,00 %","0,00"]
[106884,"CieloRasoFalsoAluminioMiniwaveMicroperf.Pint.polie","M2","FIBRA DE VIDRIO",null,"0,00 %","0,00"]
[107096,"CieloRasoFalsoAluzinBaffle100+FibVidrio+pin Zpisc","M2","FIBRA DE VIDRIO",null,"0,00 %","0,00"]
[106885,"CieloRasoFalsoAluzinBaffle100+FibVidrio+pin Zseca","M2","FIBRA DE VIDRIO",null,"0,00 %","0,00"]
[106886,"CieloRasoFalsoPanelAbsorbenteTipoPerforado+FibraC1","M2","FIBRA DE VIDRIO",null,"0,00 %","0,00"]
[107963,"CieloRasoFalsoPanelAbsorbenteTipoPerforado+FibraC2","M2","FIBRA DE VIDRIO",null,"0,00 %","0,00"]
[101452,"CieloRasoTipoBandejaTile lisaSistemaClip InAzulinc","M2","FIBRA DE VIDRIO",null,"0,00 %","0,00"]
[2419,"CIERR EMPALME 10-100 PARES","UN","CABLES",null,"0,00 %","0,00"]
[2426,"CIERR EMPALME TUBULAR ESTANDAR 700 AWG","UN","CABLES",null,"0,00 %","0,00"]
[109095,"Cierra Puertas Hidrául LCN Ref Ser 40 40 xp Cromad","UN","CERRADURAS Y HERRAJES",null,"0,00 %","0,00"]
[106909,"Cierrapuerta Hidráulico Ajustable 80 Kg","UN","CERRADURAS Y HERRAJES",null,"0,00 %","0,00"]
[103030,"Cilindro completo M-120 (sumin.) **","UN","MOBILIARIO URBANO Y SEÑALIZAC.","860061089 - IDRD - PROYECCIÓN","19,00 %","$ 292.665,01","2023-03-29"]
[105639,"CILINDRO PIPETA MEZCLA ARGON/CO2(7.0m3)","UN","GASES/QUIMICOS",null,"0,00 %","0,00"]
[1656,"CILINDRO PRUEBA CONCRETO (Alq)","MES","EQUIPO ALQUILER Y MAQUINARIA",null,"0,00 %","0,00"]
[13032,"Cincel de 1/2” con protección ","UN","FERRETERIA Y HERRAMIENTAS","860061089 - IDRD - PROYECCIÓN","19,00 %","$ 5.476,00","2022-01-26"]
[13000,"Cincel de 3/4” con protección ","UN","FERRETERIA Y HERRAMIENTAS","860061089 - IDRD - PROYECCIÓN","19,00 %","$ 20.251,00","2022-01-26"]
[484,"CINCEL PLANOHEXAGONAL DE 5/8\" X 7\"","UN","HERRAMIENTA",null,"0,00 %","0,00"]
[3795,"CINTA  PROTECTORA /SEGURIDAD (500M)","RLL","EQUIPO DE SEGURIDAD INDUSTRIAL","860061089 - IDRD - PROYECCIÓN","19,00 %","$ 33.744,00","2023-03-29"]
[104564,"CINTA ACERO INOX. 5/8\" BAND-IT","ML","INST. ELECTRICAS","860061089 - IDRD - PROYECCIÓN","19,00 %","$ 2.905,00","2022-01-27"]
[103537,"Cinta aislante 3M temflex (18 M)","RLL","FERRETERIA Y HERRAMIENTAS","860061089 - IDRD - PROYECCIÓN","19,00 %","$ 5.757,01","2022-01-29"]
[104541,"CINTA AISLANTE COLOR NEGRO-19MM POR (20 M) COMUN","UN","FERRETERIA","555555555555 - IDRD - MEDIANA DE COTIZACIONES","19,00 %","$ 23.900,00","2023-03-22"]
[1250,"CINTA AISLANTE GRANDE ECONOMICA","RLL","INST. ELECTRICAS","860061089 - IDRD - PROYECCIÓN","19,00 %","$ 19.001,00","2022-01-31"]
[109051,"cinta aislante super 33 MT","RLL","MISCELANEA","555555555555 - IDRD - MEDIANA DE COTIZACIONES","19,00 %","$ 34.999,99","2019-10-30"]
[106570,"CINTA AISLANTE-SUPER33-19 mm ANCHO/20 M LARGO","RLL","FERRETERIA","860061089 - IDRD - PROYECCIÓN","19,00 %","$ 14.359,00","2022-01-29"]
[103539,"Cinta Antideslizante 2 cm negra","ML","MISCELANEA",null,"0,00 %","0,00"]
[10733,"Cinta Antideslizante A=50mm Negra-TraficoPeaton.-Roll","ML","FERRETERIA","8956232 - IDRD - MEDIA ARMONICA COTIZACIONES","19,00 %","$ 10.780,00","2022-07-15"]
[103144,"CINTA ANTIDESLIZANTE MINERAL FUNDIDO ESCALERAS 1\"","ML","EQUIPO DE SEGURIDAD INDUSTRIAL","860061089 - IDRD - PROYECCIÓN","19,00 %","$ 35.518,00","2023-03-27"]
[103533,"CINTA ANTIDESLIZANTE NEGRA 2\" rollo 20m **","ML","MISCELANEA",null,"0,00 %","0,00"]
[103301,"CINTA ANTIDESLIZANTE NEGRA 25mm 4.5m **","UN","MISCELANEA",null,"0,00 %","0,00"]
[106583,"CINTA AUTO ADHESIVA DOBLE FAZ ( 3/4\"-ROLLO X 5M)","RLL","FERRETERIA","860061089 - IDRD - PROYECCIÓN","19,00 %","$ 5.596,00","2022-01-29"]
[108697,"Cinta autoadhesiva 2,5\" foil (54,8 ml)","UN","SISTEMAS VENTILACION",null,"0,00 %","0,00"]
[104000,"CINTA AUTOFUNDENTE","RLL","INST. ELECTRICAS","860061089 - IDRD - PROYECCIÓN","19,00 %","$ 52.822,01","2023-03-28"]
[104100,"Cinta Bandit 1/2\" Acero Inoxidable","ML","TUBERIA","860061089 - IDRD - PROYECCIÓN","19,00 %","$ 3.662,00","2023-03-28"]
[102961,"Cinta Bandit 1/2\"***","ML","CERCHAS,VIGAS, ANG, PERFILES",null,"0,00 %","0,00"]
[105672,"CINTA BANDIT 5/8\"","UN","INST. ELECTRICAS","8956232 - IDRD - MEDIA ARMONICA COTIZACIONES","19,00 %","$ 1.876,00","2019-03-20"]
[102962,"Cinta Bandit 5/8\"***","ML","APARATOS ELECTRICOS","8956232 - IDRD - MEDIA ARMONICA COTIZACIONES","19,00 %","$ 1.876,00","2019-03-20"]
[105106,"Cinta Bandit de 5/8\"","ML","INST. ELECTRICAS","860061089 - IDRD - PROYECCIÓN","19,00 %","$ 5.983,00","2023-03-28"]
[106709,"CINTA BANDIT Ø3/4\" (ROLLO DE 30ML)","ML","TUBERIA","860061089 - IDRD - PROYECCIÓN","19,00 %","$ 3.037,00","2023-03-28"]
[102833,"CINTA DE ENMASCARAR 48 MM x 40 MT","RLL","FERRETERIA","860061089 - IDRD - PROYECCIÓN","19,00 %","$ 13.565,00","2022-01-29"]
[106555,"CINTA DE ENMASCARAR DE 2\" (ROLLO X 40 Mts)","UN","FERRETERIA",null,"0,00 %","0,00"]
[103562,"CINTA DE SEÑALIZACION DE 4\" POR 500 MTS-CAL.2.5","RLL","EQUIPO DE SEGURIDAD INDUSTRIAL","555555555555 - IDRD - MEDIANA DE COTIZACIONES","19,00 %","$ 28.393,00","2023-03-23"]
[103062,"CINTA EN FIBRA DE VIDRIO TOPEX","UN","MISCELANEA",null,"0,00 %","0,00"]
[104661,"CINTA ENMASCARAR 1\" X 40 MTS","UN","PINTURAS",null,"0,00 %","0,00"]
[103088,"CINTA ENMASCARAR 1/2 X 40MTS MULTIPROPÓSITO","UN","PINTURAS","860061089 - IDRD - PROYECCIÓN","19,00 %","$ 2.645,00","2023-03-24"]
[104674,"CINTA ENMASCARAR 18MM X 55M - Scoth Blue","UN","PINTURAS",null,"0,00 %","0,00"]
[101755,"CINTA FIJA  DEMARC. CANCHA TENIS-POLVO(Sum+Inst) *","UN","IMPERMEABIL.,ADITIVOS,QUIMICOS",null,"0,00 %","0,00"]
[106404,"CINTA FILO METALICA ESPESOR DE 50 mm","ML","DRYWALL","860061089 - IDRD - PROYECCIÓN","19,00 %","$ 632,00","2022-02-01"]
[106402,"CINTA LED 14.4 W X 5 MTS CON ADAPTADOR","UN","LAMPARAS",null,"0,00 %","0,00"]
[102145,"Cinta LED 4000K CDRC Cometas","ML","LAMPARAS","77777777777 - CONTRATO CONSULTORIA CEFE COMETAS","19,00 %","$ 34.999,99","2019-07-08"]
[101725,"Cinta LED en perfil para exteriores IP65 por metro lineal, incluye accesorios de fijacion ","UN","LAMPARAS","77777777777 - CONTRATO CONSULTORIA CEFE COMETAS","19,00 %","$ 206.223,43","2019-10-08"]
[107143,"Cinta led iluminacion indirecta 3000k (rollo 6m)","UN","LAMPARAS",null,"0,00 %","0,00"]
[107142,"Cinta led iluminacion indirecta value flex power","UN","LAMPARAS",null,"0,00 %","0,00"]
[103232,"CINTA MALLA X (90 MTS)","ML","DRYWALL",null,"0,00 %","0,00"]
[102877,"Cinta Malla x Rollo 300\" (91m)***","RLL","DRYWALL","860061089 - IDRD - PROYECCIÓN","19,00 %","$ 15.020,00","2023-03-27"]
[487,"CINTA METRICA 30M FIBRA VIDRIO","UN","HERRAMIENTA","860061089 - IDRD - PROYECCIÓN","19,00 %","$ 56.872,00","2022-01-31"]
[102920,"Cinta Microperforada/33m.MARQ.POLICARBONATO ALVEOL","RLL","CABLES","562221312 - IDRD - VALOR CIO AJUSTADO","19,00 %","$ 95.355,00","2020-12-28"]
[2183,"CINTA P.V.C. A-10        20 ML","ML","IMPERMEABIL.,ADITIVOS,QUIMICOS",null,"0,00 %","0,00"]
[2184,"CINTA P.V.C. A-15        30 ML","ML","IMPERMEABIL.,ADITIVOS,QUIMICOS",null,"0,00 %","0,00"]
[2185,"CINTA P.V.C. A-22        15 ML","ML","IMPERMEABIL.,ADITIVOS,QUIMICOS",null,"0,00 %","0,00"]
[103265,"CINTA PAPEL 5CMX75M**","RLL","DRYWALL","860061089 - IDRD - PROYECCIÓN","19,00 %","$ 12.446,00","2023-03-27"]
[108352,"CINTA RUBATEX","ML","SISTEMAS VENTILACION",null,"0,00 %","0,00"]
[104834,"Cinta selladora microperforada /33","ML","ACCESORIOS CUBIERTA",null,"0,00 %","0,00"]
[100940,"CINTA SEÑALIZACION (A=0,10M)Negro+Amarillo(100m)","ML","EQUIPO DE SEGURIDAD INDUSTRIAL","860061089 - IDRD - PROYECCIÓN","19,00 %","$ 47,01","2023-03-29"]
[107767,"CINTA SEÑALIZACION (A=0,10M)Negro+Amarillo(100m)","ML","INST. ELECTRICAS","860061089 - IDRD - PROYECCIÓN","19,00 %","$ 63,00","2022-01-28"]
[126,"CINTA SIKA PVC   O-22","ML","IMPERMEABIL.,ADITIVOS,QUIMICOS","860061089 - IDRD - PROYECCIÓN","19,00 %","$ 61.639,00","2022-01-31"]
[2743,"CINTA SIKA PVC V-10   30 Mts.","ML","IMPERMEABILIZANTES",null,"0,00 %","0,00"]
[3331,"CINTA SIKA PVC V-15","ML","IMPERMEABILIZANTES","860061089 - IDRD - PROYECCIÓN","19,00 %","$ 26.788,01","2022-01-31"]
[100865,"CINTA TEFLON  INDUSTRIAL-ROLLO(3/4\")X15M","RLL","FERRETERIA Y HERRAMIENTAS","555555555555 - IDRD - MEDIANA DE COTIZACIONES","19,00 %","$ 3.784,00","2023-03-22"]
[101001,"CINTA TEFLON INDUST.AGUA-ROLLO (1/2\")X10M","UN","IMPERMEABIL.,ADITIVOS,QUIMICOS","555555555555 - IDRD - MEDIANA DE COTIZACIONES","19,00 %","$ 1.251,00","2023-03-17"]
[105974,"CintaAntideslizanteA=50mmNegra-TraficoPeaton.-Roll","ML","Pisos",null,"0,00 %","0,00"]
[2391,"CINTURON DE Seg. FAJA ANCHA","UN","EQUIPO DE SEGURIDAD INDUSTRIAL",null,"0,00 %","0,00"]
[2390,"CINTURON DE Seg. FAJA ANGOSTA","UN","EQUIPO DE SEGURIDAD INDUSTRIAL",null,"0,00 %","0,00"]
[949,"CINTURON DE SEGURIDAD","DD","EQUIPO ALQUILER Y MAQUINARIA",null,"0,00 %","0,00"]
["002390_1","CINTURON DE SEGURIDAD FAJA ANGOSTA","UN","EQUIPO DE SEGURIDAD INDUSTRIAL","860061089 - IDRD - PROYECCIÓN","19,00 %","$ 42.200,01","2021-09-10"]
[2393,"CINTURON P/HERRAMIENTA.","UN","EQUIPO DE SEGURIDAD INDUSTRIAL","860061089 - IDRD - PROYECCIÓN","19,00 %","$ 88.721,00","2022-01-24"]
[108750,"CIRCUIT BREAKER BI ENCH GFCI 15-30A/6MA/240V","UN","CORTACIRCUITOS","8956232 - IDRD - MEDIA ARMONICA COTIZACIONES","19,00 %","$ 169.513,00","2023-03-24"]
[109022,"Circuit Breaker Bipolar Enchufable 15-50A/10KA","UN","APARATOS ELECTRICOS",null,"0,00 %","0,00"]
[108751,"CIRCUIT BREAKER MONO ENCH GFCI 15-30A/6MA/240V","UN","CORTACIRCUITOS","8956232 - IDRD - MEDIA ARMONICA COTIZACIONES","19,00 %","$ 17.306,00","2023-03-24"]
[109009,"Circuit Breaker Monopolar Enchufable 15-50A/10KA","UN","APARATOS ELECTRICOS",null,"0,00 %","0,00"]
[108749,"CIRCUIT BREAKER TRI ENCH 3X15-50A/25KA/240V","UN","CORTACIRCUITOS","8956232 - IDRD - MEDIA ARMONICA COTIZACIONES","19,00 %","$ 94.529,01","2023-03-24"]
[109041,"Circuit Breaker Tripolar Enchufable 3x15-50A/10KA","UN","APARATOS ELECTRICOS",null,"0,00 %","0,00"]
[108748,"CIRCUIT BREAKER TRIPOLAR IND 100A/25KA/240V","UN","CORTACIRCUITOS","555555555555 - IDRD - MEDIANA DE COTIZACIONES","19,00 %","$ 195.636,00","2023-03-24"]
[109006,"Circuit Breaker Tripolar Tipo Industrial fijo 3x50","UN","APARATOS ELECTRICOS",null,"0,00 %","0,00"]
[2465,"CIRCUITO CERRADO DE T.V.","UN","T.V.",null,"0,00 %","0,00"]
[106393,"CIRCUITO IMPRESO CALENTADOR A GAS THERM 8000S","UN","INST. DE GAS",null,"0,00 %","0,00"]
[105991,"CírculoLanzamientoPesoMartillo (Sum+Instal) IAAF","UN","MOBILIARIO PARQUES",null,"0,00 %","0,00"]
[105993,"CírculosConcentricosLanzamientoDiscoyMartillo-IAAF","UN","MOBILIARIO PARQUES",null,"0,00 %","0,00"]
[108553,"Cissus/Cissus Rhombifolia","UN","JARDINERIA Y GRAMAS",null,"0,00 %","0,00"]
[107567,"citofono o telefono","UN","MOBILIARIO URBANO Y SEÑALIZAC.",null,"0,00 %","0,00"]
[9446,"CITOFONOS  TERRANEO","UN","CITOFONIA",null,"0,00 %","0,00"]
[418,"CITOFONOS  TERRANEO BASICO","UN","CITOFONIA",null,"0,00 %","0,00"]
[102479,"CIZALLA (Alquiler)","DD","HERRAMIENTA",null,"0,00 %","0,00"]
[485,"CIZALLA MANO 36\"","UN","HERRAMIENTA",null,"0,00 %","0,00"]
[13002,"Cizalla manual tipo pesado pequeña 8 pulgadas ","UN","FERRETERIA Y HERRAMIENTAS","860061089 - IDRD - PROYECCIÓN","19,00 %","$ 20.596,00","2022-01-26"]
[1253,"CIZALLA TIJERA DE 24'' STANLEY","UN","HERRAMIENTA",null,"0,00 %","0,00"]
[1254,"CIZALLA TIJERA DE 30'' STANLEY","UN","HERRAMIENTA",null,"0,00 %","0,00"]
[1255,"CIZALLA TIJERA DE 36'' STANLEY","UN","HERRAMIENTA",null,"0,00 %","0,00"]
[2261,"CLARABOYA  Color 4+ganchos  ETERNIT","UN","CUBIERTAS Y ACCESORIOS",null,"0,00 %","0,00"]
[2262,"CLARABOYA Color 6+ganchos  ETERNIT","UN","CUBIERTAS Y ACCESORIOS",null,"0,00 %","0,00"]
[2265,"CLARABOYA ONDULIT  4+ganchos  ETERNIT","UN","CUBIERTAS Y ACCESORIOS",null,"0,00 %","0,00"]
[2266,"CLARABOYA ONDULIT  6+ganchos  ETERNIT","UN","CUBIERTAS Y ACCESORIOS",null,"0,00 %","0,00"]
[105148,"CLARIFICADOR","GLN","IMPERMEABIL.,ADITIVOS,QUIMICOS",null,"0,00 %","0,00"]
[10630,"Clavellina (Dianthus deltoides)","UN","ARBOLES Y PLANTAS","860061089 - IDRD - PROYECCIÓN","19,00 %","$ 3.423,00","2023-03-29"]
[754,"CLAVIJA BIPOLAR 20 AMP. MARFIL  AVE","UN","APARATOS ELECTRICOS",null,"0,00 %","0,00"]
[104708,"CLAVIJA CAUCHO TIPO INDUST.15AMP","UN","CABLES","860061089 - IDRD - PROYECCIÓN","19,00 %","$ 1.745,73","2020-01-14"]
[3017,"CLAVIJA DE PATA PLANA AVE","UN","APARATOS ELECTRICOS",null,"0,00 %","0,00"]
[3015,"CLAVIJA DE PATA REDONDA AVE","UN","APARATOS ELECTRICOS",null,"0,00 %","0,00"]
[101463,"CLAVIJA ELECTRICA 15 AMP 110V","UN","FERRETERIA","860061089 - IDRD - PROYECCIÓN","19,00 %","$ 5.600,00","2022-01-29"]
[101444,"CLAVIJA Ind.Sobrep.250V,16A(2P+T)IP44","UN","APARATOS ELECTRICOS","555555555555 - IDRD - MEDIANA DE COTIZACIONES","19,00 %","$ 27.608,00","2020-10-19"]
[101443,"CLAVIJA Ind.Sobrep.250V,16A(3P+T+N)IP67","UN","APARATOS ELECTRICOS",null,"0,00 %","0,00"]
[104477,"CLAVIJA LEVINTON L6-20","UN","APARATOS ELECTRICOS",null,"0,00 %","0,00"]
[103071,"CLAVIJA POLO A TIERRA 15A 125V **","UN","APARATOS ELECTRICOS","860061089 - IDRD - PROYECCIÓN","19,00 %","$ 4.552,00","2022-01-28"]
[3011,"CLAVIJA TRIPOLAR 20 AMP. MARFIL  AVE","UN","APARATOS ELECTRICOS",null,"0,00 %","0,00"]
[3736,"CLAVO  ALTA VELOCIDAD 1\" x 1/4\"","UN","APARATOS ELECTRICOS",null,"0,00 %","0,00"]
[4045,"CLAVO 5/16 X 1\" BAJA VELOCIDAD","UN","APARATOS ELECTRICOS",null,"0,00 %","0,00"]
[4046,"CLAVO 5/16 X 1/4 \" BAJA VELOCIDAD","UN","APARATOS ELECTRICOS",null,"0,00 %","0,00"]
[106522,"CLAVO ACERO LISO DE 3/4\" X 500GR","LB","FERRETERIA","860061089 - IDRD - PROYECCIÓN","19,00 %","$ 8.530,00","2022-01-29"]
[106520,"CLAVO CONCRETO ACERO DE 1\" CON CABEZA X 500GR","LB","FERRETERIA","860061089 - IDRD - PROYECCIÓN","19,00 %","$ 7.230,00","2022-01-29"]
[106521,"CLAVO CONCRETO ACERO DE 2\" CON CABEZA X 500GR","LB","FERRETERIA","860061089 - IDRD - PROYECCIÓN","19,00 %","$ 7.230,00","2022-01-29"]
[102878,"Clavo Ramset 5/16\" x 1\"***","UN","DRYWALL","860061089 - IDRD - PROYECCIÓN","19,00 %","$ 89,00","2023-03-27"]
[101177,"CLIPS DE FIJACION PARA FORTIMALLA","UN","FERRETERIA","860061089 - IDRD - PROYECCIÓN","19,00 %","$ 861,00","2022-01-29"]
[107213,"CLIPS PARA TDC CALIBRE 18","UN","SISTEMAS VENTILACION","47874222222 - CONTRATO CONSULTORIA CDRC 1","19,00 %","$ 750,00","2019-07-04"]
[105147,"Cloro tambor Kg","KG","IMPERMEABIL.,ADITIVOS,QUIMICOS","860061089 - IDRD - PROYECCIÓN","19,00 %","$ 16.217,00","2022-01-31"]
[104203,"CLORURO DE METILENO","LT","ADITIVOS. MORTEROS",null,"0,00 %","0,00"]
[3900,"CLOSET CEDRO 2.20x1.20 (materiales)","UN","MADERAS",null,"0,00 %","0,00"]
[3997,"CLOSET TRIPLEX 2.20x1.20 (materiales)","UN","MADERAS",null,"0,00 %","0,00"]
[2505,"CLOUDS sin/inst.       Fglas","M2","FIBRA DE VIDRIO",null,"0,00 %","0,00"]
[10687,"Cobertor para piscina x M2 (Suministro)","M2","CUBIERTAS","860061089 - IDRD - PROYECCIÓN","19,00 %","$ 74.499,00","2023-03-29"]
[105524,"COBRE","UN","ENSAYOS DE LABORATORIO",null,"0,00 %","0,00"]
[105132,"COBRE Análisis Aguas Superficiales Piscina","UN","ACTIVIDADES ESPECIALES","860061089 - IDRD - PROYECCIÓN","19,00 %","$ 41.402,00","2022-01-28"]
[453,"COCINA ERA 21. 51x171 AMERICAN","UN","EQUIPOS PARA COCINA",null,"0,00 %","0,00"]
[442,"COCINA ERA 21. 51x209 AMERICAN","UN","EQUIPOS PARA COCINA",null,"0,00 %","0,00"]
[441,"COCINA EUROSEL.51x171 AMERICAN","UN","EQUIPOS PARA COCINA",null,"0,00 %","0,00"]
[561,"COCINA EUROSEL.51x209 AMERICAN","UN","EQUIPOS PARA COCINA",null,"0,00 %","0,00"]
[108782,"Cocina Industrial de 16 Puestos M-5107","UN","CARPINTERIA METALICA",null,"0,00 %","0,00"]
[3262,"COCINA Int.1.50 Salento V.I.S.               CHLLG","UN","Cocinas Integrales",null,"0,00 %","0,00"]
[989,"COCINA Int.1.60 Milano                       CHLLG","UN","Cocinas Integrales",null,"0,00 %","0,00"]
[1731,"COCINA Int.1.65 Milano                       CHLLG","UN","Cocinas Integrales",null,"0,00 %","0,00"]
[3263,"COCINA Int.1.65 Salento V.I.S.               CHLLG","UN","Cocinas Integrales",null,"0,00 %","0,00"]
[2770,"COCINA Int.1.80 Milano                       CHLLG","UN","Cocinas Integrales",null,"0,00 %","0,00"]
[3264,"COCINA Int.1.80 Salento V.I.S.               CHLLG","UN","Cocinas Integrales",null,"0,00 %","0,00"]
[2778,"COCINA Int.1.95 Milano                       CHLLG","UN","Cocinas Integrales",null,"0,00 %","0,00"]
[3261,"COCINA Int.2.20 Milano                       CHLLG","UN","Cocinas Integrales",null,"0,00 %","0,00"]
[87,"COCINA SIST.1  51x150 AMERICAN","UN","EQUIPOS PARA COCINA",null,"0,00 %","0,00"]
[101738,"Codo  11 1/4° Mec. 6\" Fontanar **","UN","ACCESORIOS HIDROSANITARIOS",null,"0,00 %","0,00"]
[100495,"CODO  45° PVCP Ø 4\" S/NORMA ICONTEC*","UN","ACCESORIOS HIDROSANITARIOS","860061089 - IDRD - PROYECCIÓN","19,00 %","$ 52.775,00","2020-01-13"]
[107623,"Codo  90° Pvc  Presión- 4\"","UN","INST. HIDRAUL/SANIT. Y LAMINAS",null,"0,00 %","0,00"]
[285,"CODO  metalico  1 1/2\"","UN","TUBERIA",null,"0,00 %","0,00"]
[100206,"codo  polietileno d=1\" para gas","UN","TUBERIA HIDROSANITARIA",null,"0,00 %","0,00"]
[100204,"codo  polietileno d=1/2\" para gas","UN","TUBERIA HIDROSANITARIA",null,"0,00 %","0,00"]
[100207,"codo  polietileno d=2\" para gas","UN","TUBERIA HIDROSANITARIA",null,"0,00 %","0,00"]
[100028,"codo  polietileno d=3\" para gas","UN","TUBERIA HIDROSANITARIA",null,"0,00 %","0,00"]
[100205,"codo  polietileno d=3/4\" para gas","UN","TUBERIA HIDROSANITARIA",null,"0,00 %","0,00"]
[100208,"codo  polietileno d=4\" para gas","UN","TUBERIA HIDROSANITARIA",null,"0,00 %","0,00"]
[100209,"codo  polietileno d=6\" para gas","UN","TUBERIA HIDROSANITARIA",null,"0,00 %","0,00"]
[101764,"CODO 11 1/4° PVC 3\"   PAVCO","ML","TUBERIA SUBT,REJILLAS,SUMIDER.","860061089 - IDRD - PROYECCIÓN","19,00 %","$ 46.740,00","2022-03-02"]
[100987,"Codo 22 1/2° PVC Unión Mec. 6\"  **","UN","ACCESORIOS HIDROSANITARIOS",null,"0,00 %","0,00"]
[3765,"CODO 3/8\" AG","UN","INST. DE GAS",null,"0,00 %","0,00"]
[106952,"CODO 45 CXE PVC-S 2\"","UN","ACCESORIOS HIDROSANITARIOS","860061089 - IDRD - PROYECCIÓN","19,00 %","$ 3.538,00","2022-01-28"]
[3537,"CODO 45° ALCANT NOVAFORT 110MM PAVCO","UN","ACCESORIOS TUBERIA SUBTERRANEA","860061089 - IDRD - PROYECCIÓN","19,00 %","$ 29.690,00","2022-01-28"]
[3538,"CODO 45° ALCANT NOVAFORT 160MM S/ICONTEC","UN","ACCESORIOS TUBERIA SUBTERRANEA",null,"0,00 %","0,00"]
[102447,"CODO 45° CALIENTE 3/4\"  ULTRATEMP  PAVCO","UN","ACCESORIOS HIDROSANITARIOS","860061089 - IDRD - PROYECCIÓN","19,00 %","$ 3.667,00","2022-02-28"]
[827,"CODO 45° CPVC   3/4\" S/NORMA ICONTEC","UN","ACCESORIOS HIDROSANITARIOS",null,"0,00 %","0,00"]
[825,"CODO 45° PRESION   ½\"  S/NORMA ICONTEC","UN","ACCESORIOS HIDROSANITARIOS","555555555555 - IDRD - MEDIANA DE COTIZACIONES","19,00 %","$ 1.190,00","2023-03-21"]
[826,"CODO 45° PRESION  PVC 3/4\"  S/NORMA ICONTEC","UN","ACCESORIOS HIDROSANITARIOS","860061089 - IDRD - PROYECCIÓN","19,00 %","$ 1.854,00","2022-01-27"]
[823,"CODO 45° PRESION 1\"  S/NORMA ICONTEC","UN","ACCESORIOS HIDROSANITARIOS","8956232 - IDRD - MEDIA ARMONICA COTIZACIONES","19,00 %","$ 4.459,00","2023-03-21"]
[830,"CODO 45° PRESION 3\"S/NORMA ICONTEC","UN","ACCESORIOS HIDROSANITARIOS","860061089 - IDRD - PROYECCIÓN","19,00 %","$ 45.580,00","2022-01-27"]
[104912,"CODO 45° PRESION Ø2\" PVC S/NORMA ICONTEC","UN","INST. HIDRAUL/SANIT. Y LAMINAS","860061099 - MEDIA ARMONICA","19,00 %","$ 14.080,00","2023-03-22"]
[107581,"Codo 45° pvc Presión Ø10\"","UN","INST. HIDRAUL/SANIT. Y LAMINAS",null,"0,00 %","0,00"]
[107570,"Codo 45° pvc Presión Ø6\"","UN","INST. HIDRAUL/SANIT. Y LAMINAS",null,"0,00 %","0,00"]
[107533,"Codo 45° pvc Presión Ø8\"","UN","INST. HIDRAUL/SANIT. Y LAMINAS",null,"0,00 %","0,00"]
[100496,"Codo 45° PVCP 2\"  SCH40 **","UN","ACCESORIOS HIDROSANITARIOS",null,"0,00 %","0,00"]
[101715,"CODO 45° SANITARIO 3\" C x C    PAVCO","UN","ACCESORIOS HIDROSANITARIOS","8956232 - IDRD - MEDIA ARMONICA COTIZACIONES","19,00 %","$ 9.704,00","2023-03-31"]
[101297,"CODO 45° SANITARIO 3\" CxC  PAVCO","UN","ACCESORIOS HIDROSANITARIOS","860061089 - IDRD - PROYECCIÓN","19,00 %","$ 7.577,00","2022-01-28"]
[101716,"CODO 45° SANITARIO 4\" C x C   S/NORMA ICONTEC","UN","ACCESORIOS HIDROSANITARIOS","860061089 - IDRD - PROYECCIÓN","19,00 %","$ 13.234,00","2022-01-28"]
[101844,"CODO 45° SANITARIO 4\" C x C  1/8  PAVCO","UN","ACCESORIOS HIDROSANITARIOS","860061089 - IDRD - PROYECCIÓN","19,00 %","$ 19.291,01","2022-02-28"]
[101845,"CODO 45° SANITARIO 4\" C x E  1/8  PAVCO","UN","ACCESORIOS HIDROSANITARIOS","860061089 - IDRD - PROYECCIÓN","19,00 %","$ 19.291,49","2022-01-24"]
[101650,"Codo 45°HG 1\" **","UN","ACCESORIOS HIDROSANITARIOS",null,"0,00 %","0,00"]
[101648,"Codo 45°HG 1/ 2\" **","UN","ACCESORIOS HIDROSANITARIOS","860061089 - IDRD - PROYECCIÓN","19,00 %","$ 1.392,00","2020-01-13"]
[101652,"Codo 45°HG 11/2\" **","UN","ACCESORIOS HIDROSANITARIOS",null,"0,00 %","0,00"]
[101653,"Codo 45°HG 2\" **","UN","ACCESORIOS HIDROSANITARIOS",null,"0,00 %","0,00"]
[101655,"Codo 45°HG 3\" **","UN","ACCESORIOS HIDROSANITARIOS",null,"0,00 %","0,00"]
[101649,"Codo 45°HG 3/4\" **","UN","ACCESORIOS HIDROSANITARIOS",null,"0,00 %","0,00"]
[105705,"CODO 45°PVCP Ø6\" S/NORMA ICONTEC","UN","ACCESORIOS HIDROSANITARIOS","66665555555 - IDRD - MEDIA ARITMETICA DE COTIZACIONES","19,00 %","$ 93.686,00","2019-04-01"]
[103409,"CODO 45ª PVCS 6\" CXE 1/8","UN","MISCELANEA",null,"0,00 %","0,00"]
[100508,"Codo 45º  PVCP 1 1/2\"  SCH80 **","UN","ACCESORIOS HIDROSANITARIOS",null,"0,00 %","0,00"]
[100310,"Codo 45º  PVCP 1 1/2\"S/N0RMA ICONTEC*","UN","ACCESORIOS HIDROSANITARIOS",null,"0,00 %","0,00"]
[100309,"Codo 45º  PVCP 1 1/4\"","UN","ACCESORIOS HIDROSANITARIOS","8956232 - IDRD - MEDIA ARMONICA COTIZACIONES","19,00 %","$ 2.734,00","2019-02-28"]
[100507,"Codo 45º  PVCP 1 1/4\"  SCH80 **","UN","ACCESORIOS HIDROSANITARIOS",null,"0,00 %","0,00"]
[100506,"Codo 45º  PVCP 2\"  SCH80 **","UN","ACCESORIOS HIDROSANITARIOS",null,"0,00 %","0,00"]
[100494,"Codo 45º  PVCP 6\"  SCH40 **","UN","ACCESORIOS HIDROSANITARIOS",null,"0,00 %","0,00"]
[100314,"Codo 45º SW PVCP 4\"  SCH40 **","UN","ACCESORIOS HIDROSANITARIOS",null,"0,00 %","0,00"]
[104449,"CODO 90 °GALVANIZADO Ø4\"","UN","INST. HIDRAUL/SANIT. Y LAMINAS","555555555555 - IDRD - MEDIANA DE COTIZACIONES","19,00 %","$ 44.541,00","2019-03-28"]
[108112,"CODO 90 A. INOX 150L 1 1/2\" ROSCAR","UN","INST. HIDRAUL/SANIT. Y LAMINAS","47874222222 - CONTRATO CONSULTORIA CDRC 1","19,00 %","$ 15.475,95","2019-08-13"]
[107036,"CODO 90 A. INOX 150L 2\" ROSCAR","UN","ACCESORIOS HIDROSANITARIOS","47874222222 - CONTRATO CONSULTORIA CDRC 1","19,00 %","$ 22.030,01","2019-08-08"]
[108117,"CODO 90 A. INOX 150L 3\" ROSCAR","UN","INST. HIDRAUL/SANIT. Y LAMINAS","47874222222 - CONTRATO CONSULTORIA CDRC 1","19,00 %","$ 68.083,47","2019-08-13"]
[107043,"CODO 90 A. INOX 150L 4\" ROSCAR","UN","ACCESORIOS HIDROSANITARIOS","47874222222 - CONTRATO CONSULTORIA CDRC 1","19,00 %","$ 107.837,50","2019-08-08"]
[108084,"CODO 90 CXC PVC-S 10\"","UN","ACCESORIOS HIDROSANITARIOS","8956232 - IDRD - MEDIA ARMONICA COTIZACIONES","19,00 %","$ 337.318,00","2020-01-20"]
[107014,"CODO 90 CXC PVC-S 8\"","UN","ACCESORIOS HIDROSANITARIOS","8956232 - IDRD - MEDIA ARMONICA COTIZACIONES","19,00 %","$ 98.882,00","2020-01-20"]
[107271,"CODO 90 GALVANIZADO S.C.I. 1 1/4\"","UN","CARPINTERIA METALICA","555555555555 - IDRD - MEDIANA DE COTIZACIONES","19,00 %","$ 4.493,00","2019-04-01"]
[106976,"CODO 90 HIERRO FUNDIDO NH 4 2\"","UN","ACCESORIOS HIDROSANITARIOS",null,"0,00 %","0,00"]
[106993,"CODO 90 HIERRO FUNDIDO NH 4 3\"","UN","ACCESORIOS HIDROSANITARIOS",null,"0,00 %","0,00"]
[107003,"CODO 90 HIERRO FUNDIDO NH 4 4\"","UN","ACCESORIOS HIDROSANITARIOS",null,"0,00 %","0,00"]
[12601,"CODO 90 PVC C907 CAMXCAM 4\"","UN","TUBOS","555555555555 - IDRD - MEDIANA DE COTIZACIONES","19,00 %","$ 502.884,00","2020-05-13"]
[106896,"CODO 90 PVC-P SCH 80 2 1/2\"","UN","ACCESORIOS HIDROSANITARIOS",null,"0,00 %","0,00"]
[106892,"CODO 90 PVC-P SCH 80 2\"","UN","ACCESORIOS HIDROSANITARIOS",null,"0,00 %","0,00"]
[106900,"CODO 90 PVC-P SCH 80 3\"","UN","ACCESORIOS HIDROSANITARIOS",null,"0,00 %","0,00"]
[106905,"CODO 90 PVC-P SCH 80 4\"","UN","ACCESORIOS HIDROSANITARIOS",null,"0,00 %","0,00"]
[106911,"CODO 90 PVC-P SCH 80 6\"","UN","ACCESORIOS HIDROSANITARIOS",null,"0,00 %","0,00"]
[103600,"CODO 90 PVCS 3\"  CXC   S/NORMA ICONTEC","UN","INST. HIDRAUL/SANIT. Y LAMINAS","555555555555 - IDRD - MEDIANA DE COTIZACIONES","19,00 %","$ 3.500,00","2019-03-06"]
[106145,"CODO 90°  POLIPROPILENO  Ø 1” (32MM)","UN","INST. HIDRAUL/SANIT. Y LAMINAS","860061089 - IDRD - PROYECCIÓN","19,00 %","$ 4.100,00","2022-01-31"]
[106148,"CODO 90°  POLIPROPILENO  Ø 2” (63MM)","UN","INST. HIDRAUL/SANIT. Y LAMINAS","860061089 - IDRD - PROYECCIÓN","19,00 %","$ 23.637,01","2022-01-31"]
[106144,"CODO 90°  POLIPROPILENO  Ø 3/4” (25MM)","UN","INST. HIDRAUL/SANIT. Y LAMINAS","860061089 - IDRD - PROYECCIÓN","19,00 %","$ 2.252,00","2022-01-31"]
[106310,"CODO 90°  POLIPROPILENO  Ø 4”","UN","INST. HIDRAUL/SANIT. Y LAMINAS",null,"0,00 %","0,00"]
[100717,"CODO 90° AGUA CALIENTE  3/4\"  PAVCO O SIMILAR","UN","ACCESORIOS HIDROSANITARIOS",null,"0,00 %","0,00"]
[3535,"CODO 90° ALCANT NOVAFORT 110MM PAVCO","UN","ACCESORIOS TUBERIA SUBTERRANEA","860061089 - IDRD - PROYECCIÓN","19,00 %","$ 58.856,00","2022-01-28"]
[3536,"CODO 90° ALCANT NOVAFORT 160MM PAVCO","UN","ACCESORIOS TUBERIA SUBTERRANEA","860061089 - IDRD - PROYECCIÓN","19,00 %","$ 138.159,00","2022-01-28"]
[1033,"CODO 90° CALIENTE  ½\"  ULTRATEMP  PAVCO","UN","ACCESORIOS HIDROSANITARIOS","860061089 - IDRD - PROYECCIÓN","19,00 %","$ 14.025,01","2022-01-27"]
[106372,"CODO 90° COBRE Ø 1 1/2\"","UN","TUBERIA HIDROSANITARIA","8956232 - IDRD - MEDIA ARMONICA COTIZACIONES","19,00 %","$ 12.165,00","2019-03-29"]
[106373,"CODO 90° COBRE Ø 1 1/4\"","UN","TUBERIA HIDROSANITARIA","8956232 - IDRD - MEDIA ARMONICA COTIZACIONES","19,00 %","$ 7.910,00","2019-03-29"]
[106375,"CODO 90° COBRE Ø 1/2\"","UN","TUBERIA HIDROSANITARIA","6555555555 - IDRD - MENOR VALOR   DE COTIZACIONES","19,00 %","$ 900,00","2019-09-27"]
[108080,"CODO 90° COBRE Ø 2 1/2\"","UN","ACCESORIOS HIDROSANITARIOS",null,"0,00 %","0,00"]
[106374,"CODO 90° COBRE Ø 3/4\"","UN","TUBERIA HIDROSANITARIA","66665555555 - IDRD - MEDIA ARITMETICA DE COTIZACIONES","19,00 %","$ 2.400,00","2019-03-27"]
[101618,"CODO 90° CPVC  1 1/2\" **","UN","ACCESORIOS HIDROSANITARIOS",null,"0,00 %","0,00"]
[101617,"CODO 90° CPVC  1\" **","UN","ACCESORIOS HIDROSANITARIOS",null,"0,00 %","0,00"]
[101615,"CODO 90° CPVC  1/2\" S/NORMA ICONTEC*","UN","ACCESORIOS HIDROSANITARIOS","860061099 - MEDIA ARMONICA","19,00 %","$ 1.943,00","2023-03-21"]
[101619,"CODO 90° CPVC  2\" **","UN","ACCESORIOS HIDROSANITARIOS",null,"0,00 %","0,00"]
[101614,"CODO 90° CPVC  2\" S/NORMA ICONTEC","UN","ACCESORIOS HIDROSANITARIOS","860061099 - MEDIA ARMONICA","19,00 %","$ 73.019,00","2023-03-21"]
[1036,"CODO 90° CPVC  3/4\"  S/NORMA ICONTEC","UN","ACCESORIOS HIDROSANITARIOS","860061089 - IDRD - PROYECCIÓN","19,00 %","$ 3.578,00","2022-01-27"]
[101616,"CODO 90° CPVC  3/4\"S/NORMA ICONTEC","UN","ACCESORIOS HIDROSANITARIOS",null,"0,00 %","0,00"]
[108035,"CODO 90° CPVC Ø11/2\"","UN","ACCESORIOS HIDROSANITARIOS",null,"0,00 %","0,00"]
[107592,"Codo 90° CPVC SCH-80 2\"","UN","INST. HIDRAUL/SANIT. Y LAMINAS",null,"0,00 %","0,00"]
[107752,"Codo 90° CPVC SCH-80 21/2\"","UN","INST. HIDRAUL/SANIT. Y LAMINAS",null,"0,00 %","0,00"]
[107600,"Codo 90° CPVC SCH-80 3\"","UN","INST. HIDRAUL/SANIT. Y LAMINAS","666665454444 - IDRD - MENOR PRECIO DE COTIZACIONES","19,00 %","$ 104.757,00","2019-10-28"]
[107603,"Codo 90° CPVC SCH-80 4\"","UN","INST. HIDRAUL/SANIT. Y LAMINAS",null,"0,00 %","0,00"]
[107612,"Codo 90° CPVC SCH-80 6\"","UN","INST. HIDRAUL/SANIT. Y LAMINAS",null,"0,00 %","0,00"]
[818,"CODO 90° GALVANIZADO  Ø 1\"","UN","ACCESORIOS HIDROSANITARIOS","66665555555 - IDRD - MEDIA ARITMETICA DE COTIZACIONES","19,00 %","$ 2.911,00","2019-03-28"]
[1017,"CODO 90° GAS ½\"  PAVCO","UN","ACCESORIOS HIDROSANITARIOS",null,"0,00 %","0,00"]
[2158,"CODO 90° GAS 1\"    PAVCO","UN","ACCESORIOS HIDROSANITARIOS",null,"0,00 %","0,00"]
[2000,"CODO 90° GAS 3/4\" PAVCO","UN","ACCESORIOS HIDROSANITARIOS",null,"0,00 %","0,00"]
[2052,"CODO 90° POLIETILENO 1\"  PAVCO","UN","ACCESORIOS HIDROSANITARIOS",null,"0,00 %","0,00"]
[106143,"CODO 90° POLIPROPILENO  Ø 1/2” (20MM)","UN","INST. HIDRAUL/SANIT. Y LAMINAS","860061089 - IDRD - PROYECCIÓN","19,00 %","$ 1.247,00","2022-01-31"]
[106147,"CODO 90° POLIPROPILENO  Ø 11/2” (50MM)","UN","INST. HIDRAUL/SANIT. Y LAMINAS","860061089 - IDRD - PROYECCIÓN","19,00 %","$ 13.316,00","2022-01-31"]
[106146,"CODO 90° POLIPROPILENO  Ø 11/4” (40MM)","UN","INST. HIDRAUL/SANIT. Y LAMINAS","860061089 - IDRD - PROYECCIÓN","19,00 %","$ 7.309,00","2022-01-31"]
[422,"CODO 90° PRESION  PVC 3/4\" S/NORMA ICONTEC","UN","ACCESORIOS HIDROSANITARIOS","8956232 - IDRD - MEDIA ARMONICA COTIZACIONES","19,00 %","$ 1.127,00","2023-03-16"]
[421,"CODO 90° PRESION ½\"  PVC S/NORMA ICONTEC","UN","ACCESORIOS HIDROSANITARIOS","8956232 - IDRD - MEDIA ARMONICA COTIZACIONES","19,00 %","$ 693,00","2023-03-16"]
[824,"CODO 90° PRESION 2\" PVC S/NORMA ICONTEC","UN","ACCESORIOS HIDROSANITARIOS","8956232 - IDRD - MEDIA ARMONICA COTIZACIONES","19,00 %","$ 13.351,00","2023-03-09"]
[456,"CODO 90° PRESION 3\"PVC S/NORMA ICONTEC","UN","ACCESORIOS HIDROSANITARIOS","8956232 - IDRD - MEDIA ARMONICA COTIZACIONES","19,00 %","$ 41.313,00","2023-03-16"]
[457,"CODO 90° PRESION 4\" PVC S/NORMA ICONTEC","UN","ACCESORIOS HIDROSANITARIOS","555555555555 - IDRD - MEDIANA DE COTIZACIONES","19,00 %","$ 80.900,00","2023-03-23"]
[102822,"CODO 90° PRESION PVC 1 1/4\"  S/NORMA ICONTEC","UN","ACCESORIOS HIDROSANITARIOS","555555555555 - IDRD - MEDIANA DE COTIZACIONES","19,00 %","$ 4.450,01","2022-05-04"]
[423,"CODO 90° PRESION PVC 1\" S/NORMA ICONTEC","UN","ACCESORIOS HIDROSANITARIOS","8956232 - IDRD - MEDIA ARMONICA COTIZACIONES","19,00 %","$ 2.347,00","2023-03-16"]
[829,"CODO 90° PRESION PVC 1½\"  S/NORMA ICONTEC","UN","ACCESORIOS HIDROSANITARIOS","8956232 - IDRD - MEDIA ARMONICA COTIZACIONES","19,00 %","$ 7.399,00","2023-03-09"]
[100701,"CODO 90° PVC  PRESION Ø 2 1/2\" S/NORMA ICONTEC","UN","ACCESORIOS HIDROSANITARIOS","860061089 - IDRD - PROYECCIÓN","19,00 %","$ 42.762,00","2022-01-27"]
[107582,"Codo 90° pvc Presión Ø10\"","UN","INST. HIDRAUL/SANIT. Y LAMINAS",null,"0,00 %","0,00"]
[107535,"Codo 90° pvc Presión Ø8\"","UN","INST. HIDRAUL/SANIT. Y LAMINAS",null,"0,00 %","0,00"]
[100988,"CODO 90° PVC SANITARIO 6\" CXC.","UN","ACCESORIOS HIDROSANITARIOS",null,"0,00 %","0,00"]
[107697,"Codo 90° PVC-presión Ø21/2\"","UN","INST. HIDRAUL/SANIT. Y LAMINAS",null,"0,00 %","0,00"]
[100738,"CODO 90° SANITARIO 10\"    PAVCO  **","UN","ACCESORIOS HIDROSANITARIOS","860061089 - IDRD - PROYECCIÓN","19,00 %","$ 789.559,00","2022-01-27"]
[101703,"CODO 90° SANITARIO 2\" C x C S/NORMA ICONTEC","UN","ACCESORIOS HIDROSANITARIOS","8956232 - IDRD - MEDIA ARMONICA COTIZACIONES","19,00 %","$ 4.175,00","2023-03-21"]
[1099,"CODO 90° SANITARIO 2\"CxC S/NORMA ICONTEC","UN","ACCESORIOS HIDROSANITARIOS","8956232 - IDRD - MEDIA ARMONICA COTIZACIONES","19,00 %","$ 3.420,00","2023-03-21"]
[1101,"CODO 90° SANITARIO 3\" CxC S/NORMA ICONTEC","UN","ACCESORIOS HIDROSANITARIOS","8956232 - IDRD - MEDIA ARMONICA COTIZACIONES","19,00 %","$ 7.551,00","2023-03-21"]
[831,"CODO 90° SANITARIO 4\" CxE    S/NORMA ICONTEC","UN","ACCESORIOS HIDROSANITARIOS","555555555555 - IDRD - MEDIANA DE COTIZACIONES","19,00 %","$ 14.900,00","2023-03-21"]
[832,"CODO 90° SANITARIO 6\"1/4  CXE  S/NORMA ICONTEC","UN","ACCESORIOS HIDROSANITARIOS","860061089 - IDRD - PROYECCIÓN","19,00 %","$ 113.125,01","2022-01-27"]
[100736,"CODO 90° SANITARIO 8\"  PAVCO O SIMILAR **","UN","ACCESORIOS HIDROSANITARIOS",null,"0,00 %","0,00"]
[101393,"CODO 90°CALIENTE  1/2\"CPVC PAVCO O SIMILAR","UN","ACCESORIOS HIDROSANITARIOS",null,"0,00 %","0,00"]
[819,"CODO 90°GALVANIZADO Ø  2\"","UN","ACCESORIOS HIDROSANITARIOS","666666666252 - IDRD - MEDIA GEOMETRICA COTIZACIONES","19,00 %","$ 9.333,00","2019-03-28"]
[101645,"Codo 90°HG 1\" **","UN","ACCESORIOS HIDROSANITARIOS","66665555555 - IDRD - MEDIA ARITMETICA DE COTIZACIONES","19,00 %","$ 2.911,00","2019-03-28"]
[100651,"Codo 90°HG 1/2\" **","UN","ACCESORIOS HIDROSANITARIOS","8956232 - IDRD - MEDIA ARMONICA COTIZACIONES","19,00 %","$ 1.043,00","2019-03-28"]
[101646,"Codo 90°HG 11/2\" **","UN","ACCESORIOS HIDROSANITARIOS","66665555555 - IDRD - MEDIA ARITMETICA DE COTIZACIONES","19,00 %","$ 6.472,01","2019-03-28"]
[101647,"Codo 90°HG 2\" **","UN","ACCESORIOS HIDROSANITARIOS",null,"0,00 %","0,00"]
[101644,"Codo 90°HG 3/4\" **","UN","ACCESORIOS HIDROSANITARIOS","66665555555 - IDRD - MEDIA ARITMETICA DE COTIZACIONES","19,00 %","$ 1.637,00","2019-03-28"]
[104742,"Codo 90°HG Ø 2 1/2\"","UN","ACCESORIOS HIDROSANITARIOS",null,"0,00 %","0,00"]
[101702,"Codo 90°HG Ø 3\" **","UN","ACCESORIOS HIDROSANITARIOS",null,"0,00 %","0,00"]
[104709,"Codo 90°HG Ø4\"","UN","TUBERIA HIDROSANITARIA",null,"0,00 %","0,00"]
[104746,"Codo 90°HG Ø6\"","UN","TUBERIA HIDROSANITARIA",null,"0,00 %","0,00"]
[101309,"CODO 90°-PVC-(C-900)Ø4\"-Sist.Plast.Contra Incendio","UN","ACCESORIOS HIDROSANITARIOS","8956232 - IDRD - MEDIA ARMONICA COTIZACIONES","19,00 %","$ 291.873,00","2022-02-28"]
[103393,"Codo 90º  PVCP 1 1/4\"  **","UN","ACCESORIOS HIDROSANITARIOS","8956232 - IDRD - MEDIA ARMONICA COTIZACIONES","19,00 %","$ 3.366,00","2022-05-26"]
[100293,"Codo 90º  PVCP 1/2\"S/NORMA ICONTEC","UN","ACCESORIOS HIDROSANITARIOS","555555555555 - IDRD - MEDIANA DE COTIZACIONES","19,00 %","$ 842,00","2023-03-09"]
[100300,"Codo 90º  PVCP 3\"  S/NORMA ICONTEC","UN","ACCESORIOS HIDROSANITARIOS","555555555555 - IDRD - MEDIANA DE COTIZACIONES","19,00 %","$ 22.033,00","2019-03-06"]
[100493,"CODO 90º  PVCP 6\" S/NORMA ICONTEC","UN","ACCESORIOS HIDROSANITARIOS","860061089 - IDRD - PROYECCIÓN","19,00 %","$ 149.157,00","2022-01-27"]
[100032,"Codo 90º acero al carbón Sch40 d= 1 1/2 \" **","UN","PERFILES Y DIVISIONES","8956232 - IDRD - MEDIA ARMONICA COTIZACIONES","19,00 %","$ 5.560,00","2019-09-30"]
[100067,"Codo 90º acero al carbón Sch40 d= 2 \" **","UN","PERFILES Y DIVISIONES",null,"0,00 %","0,00"]
[100034,"Codo 90º acero al carbón Sch40 d= 2 1/2 \" **","UN","PERFILES Y DIVISIONES","8956232 - IDRD - MEDIA ARMONICA COTIZACIONES","19,00 %","$ 16.937,00","2019-09-30"]
[100163,"Codo 90º acero al carbón Sch40 d= 3 \" **","UN","PERFILES Y DIVISIONES",null,"0,00 %","0,00"]
[100519,"Codo 90º acero al carbón Sch40 d= 4 \" **","UN","PERFILES Y DIVISIONES",null,"0,00 %","0,00"]
[104516,"CODO 90º SANITARIO PVC Ø 3\"CXE","UN","ACCESORIOS HIDROSANITARIOS","860061099 - MEDIA ARMONICA","19,00 %","$ 10.692,00","2023-03-22"]
[100297,"Codo 90º SW PVCP 1 1/2\"  SCH40 **","UN","ACCESORIOS HIDROSANITARIOS",null,"0,00 %","0,00"]
[100304,"Codo 90º SW PVCP 10\"  SCH40 **","UN","ACCESORIOS HIDROSANITARIOS",null,"0,00 %","0,00"]
[100305,"Codo 90º SW PVCP 12\"  SCH40 **","UN","ACCESORIOS HIDROSANITARIOS",null,"0,00 %","0,00"]
[100299,"Codo 90º SW PVCP 2 1/2\"  SCH40 **","UN","ACCESORIOS HIDROSANITARIOS",null,"0,00 %","0,00"]
[100298,"Codo 90º SW PVCP 2\"  SCH40 **","UN","ACCESORIOS HIDROSANITARIOS",null,"0,00 %","0,00"]
[100294,"Codo 90º SW PVCP 3/4\"  SCH40 **","UN","ACCESORIOS HIDROSANITARIOS",null,"0,00 %","0,00"]
[100292,"Codo 90º SW PVCP 3/8\"  SCH40 **","UN","ACCESORIOS HIDROSANITARIOS",null,"0,00 %","0,00"]
[100301,"Codo 90º SW PVCP 4\"  SCH40 **","UN","ACCESORIOS HIDROSANITARIOS",null,"0,00 %","0,00"]
[100302,"Codo 90º SW PVCP 5\"  SCH40 **","UN","ACCESORIOS HIDROSANITARIOS",null,"0,00 %","0,00"]
[100296,"Codo 90º SW PVCP 6\"  SCH40 **","UN","ACCESORIOS HIDROSANITARIOS",null,"0,00 %","0,00"]
[100303,"Codo 90º SW PVCP 8\"  SCH40 **","UN","ACCESORIOS HIDROSANITARIOS",null,"0,00 %","0,00"]
[104696,"CODO 90º2-1/2\"","UN","ACCESORIOS HIDROSANITARIOS",null,"0,00 %","0,00"]
[100070,"Codo acero al carbón Sch40 d= 10 \" **","UN","PERFILES Y DIVISIONES",null,"0,00 %","0,00"]
[100068,"Codo acero al carbón Sch40 d= 6 \" **","UN","PERFILES Y DIVISIONES",null,"0,00 %","0,00"]
[100069,"Codo acero al carbón Sch40 d= 8 \" **","UN","PERFILES Y DIVISIONES",null,"0,00 %","0,00"]
[106236,"CODO ACERO NEGRO ROSCADO 150 S.C.I.  - 1 ¼\"","UN","RED CONTRA INCENDIO",null,"0,00 %","0,00"]
[106235,"CODO ACERO NEGRO ROSCADO 150 S.C.I. - 1 \"","UN","RED CONTRA INCENDIO","66665555555 - IDRD - MEDIA ARITMETICA DE COTIZACIONES","19,00 %","$ 3.499,00","2019-09-30"]
[1100,"CODO ALCANT 90° CxE 4\"   PAVCO","UN","ACCESORIOS TUBERIA SUBTERRANEA","860061089 - IDRD - PROYECCIÓN","19,00 %","$ 13.625,00","2022-01-28"]
[1774,"CODO ALCANT 90° CxE 6\" PVC S/NROMA ICONTEC","UN","INST. HIDRAUL/SANIT. Y LAMINAS","8956232 - IDRD - MEDIA ARMONICA COTIZACIONES","19,00 %","$ 130.851,00","2023-03-09"]
[2246,"CODO BAJANTE    CR x90 ETERNIT","UN","CUBIERTAS Y ACCESORIOS",null,"0,00 %","0,00"]
[2243,"CODO BAJANTE AR x 90   ETERNIT","UN","CUBIERTAS Y ACCESORIOS",null,"0,00 %","0,00"]
[211,"CODO BAJANTE BR x 90   ETERNIT","UN","CUBIERTAS Y ACCESORIOS",null,"0,00 %","0,00"]
[101066,"Codo calle galvanizado ½\"","UN","ACCESORIOS HIDROSANITARIOS",null,"0,00 %","0,00"]
[816,"CODO COBRE ½\" 90°","UN","ACCESORIOS HIDROSANITARIOS",null,"0,00 %","0,00"]
[103632,"CODO COBRE 1\" **","UN","MISCELANEA","66665555555 - IDRD - MEDIA ARITMETICA DE COTIZACIONES","19,00 %","$ 5.436,00","2019-03-27"]
[106286,"CODO COBRE 2 1/2\"","UN","INST. HIDRAUL/SANIT. Y LAMINAS",null,"0,00 %","0,00"]
[817,"CODO COBRE 3/8\"","UN","ACCESORIOS HIDROSANITARIOS",null,"0,00 %","0,00"]
[100083,"Codo cobre Cu 2\"","UN","ACCESORIOS HIDROSANITARIOS",null,"0,00 %","0,00"]
[102184,"CODO COBRE Ø 3/8\" CRDC-COMETAS","UN","GRIFERIAS,APARATOS,ACCESORIOS","77777777777 - CONTRATO CONSULTORIA CEFE COMETAS","19,00 %","$ 600,00","2019-07-12"]
[102185,"CODO COBRE Ø 5/8\" CRDC-COMETAS","UN","GRIFERIAS,APARATOS,ACCESORIOS","77777777777 - CONTRATO CONSULTORIA CEFE COMETAS","19,00 %","$ 1.450,00","2019-07-12"]
[102190,"CODO COBRE Ø 7/8\" CRDC-COMETAS","UN","GRIFERIAS,APARATOS,ACCESORIOS","77777777777 - CONTRATO CONSULTORIA CEFE COMETAS","19,00 %","$ 1.950,01","2019-07-12"]
[106285,"CODO COBRE Ø2\"","UN","INST. HIDRAUL/SANIT. Y LAMINAS","860061089 - IDRD - PROYECCIÓN","19,00 %","$ 39.517,00","2022-01-31"]
[100743,"CODO COBRE3/4**","UN","ACCESORIOS HIDROSANITARIOS",null,"0,00 %","0,00"]
[106378,"CODO CPVC - 90°Ø  1 1/4\"","UN","ACCESORIOS HIDROSANITARIOS",null,"0,00 %","0,00"]
[106377,"CODO CPVC - 90°Ø 2 1/2\"","UN","ACCESORIOS HIDROSANITARIOS",null,"0,00 %","0,00"]
[727,"CODO CU 90°  DE ½","UN","INST. DE GAS",null,"0,00 %","0,00"]
[108344,"CODO Cu DE 1 1/8\"","UN","SISTEMAS VENTILACION",null,"0,00 %","0,00"]
[108326,"CODO Cu DE 1/2\"\"","UN","SISTEMAS VENTILACION","89585454444 - CONTRATO CONSULTORIA CDRC 2","19,00 %","$ 2.154,00","2019-09-27"]
[108283,"CODO Cu DE 1/4\"","UN","SISTEMAS VENTILACION","89585454444 - CONTRATO CONSULTORIA CDRC 2","19,00 %","$ 3.342,00","2019-07-12"]
[108320,"CODO Cu DE 3/8\"","UN","SISTEMAS VENTILACION","89585454444 - CONTRATO CONSULTORIA CDRC 2","19,00 %","$ 1.078,00","2019-09-27"]
[108332,"CODO Cu DE 5/8\"","UN","SISTEMAS VENTILACION","89585454444 - CONTRATO CONSULTORIA CDRC 2","19,00 %","$ 1.105,00","2019-09-27"]
[108337,"CODO Cu DE 7/8\"","UN","SISTEMAS VENTILACION","89585454444 - CONTRATO CONSULTORIA CDRC 2","19,00 %","$ 4.550,00","2019-09-27"]
[12497,"Codo d=3\" Gran Radio 45° PVC, Unón mecánica RDE 21","UN","TUBERIA HIDROSANITARIA","860.035.027-7 9 - NORVENTAS PAVCO S.A. -TUBERIA-","19,00 %","$ 40.629,00","2019-10-08"]
[12495,"Codo d=8\" Gran Radio 90° PVC, Unón mecánica RDE 21","UN","TUBERIA HIDROSANITARIA",null,"19,00 %","$ 465.633,99","2019-10-07"]
[105248,"Codo de 90 L: 1,20m en fibra de vidrio (Diametro 6","UN","MOBILIARIO URBANO Y SEÑALIZAC.",null,"0,00 %","0,00"]
[108557,"Codo de cobre de 1 3/8\"","UN","SISTEMAS VENTILACION",null,"0,00 %","0,00"]
[108564,"Codo de cobre de 1 5/8\"","UN","SISTEMAS VENTILACION",null,"0,00 %","0,00"]
[109161,"CODO G.RAD. PVC U.M. NORMA NTC 382 90° D=4\" RDE 21","UN","ACCESORIOS HIDROSANITARIOS",null,"0,00 %","0,00"]
[108093,"Codo G.Rad.PVC90°Tipo U.M.Ø2\" (Sumini+Instalac)","UN","ACCESORIOS HIDROSANITARIOS",null,"0,00 %","0,00"]
[108105,"Codo G.Rad.PVC90°Tipo U.M.Ø2\" (Sumini+Instalac)","UN","ACCESORIOS HIDROSANITARIOS",null,"0,00 %","0,00"]
[820,"CODO GALVANIZADO    90 ° ½\"","UN","ACCESORIOS HIDROSANITARIOS","555555555555 - IDRD - MEDIANA DE COTIZACIONES","19,00 %","$ 1.976,00","2023-03-21"]
[822,"CODO GALVANIZADO  90° -  1½\"","UN","ACCESORIOS HIDROSANITARIOS",null,"0,00 %","0,00"]
[100652,"CODO GALVANIZADO  90° - Ø 3\"","UN","ACCESORIOS HIDROSANITARIOS","555555555555 - IDRD - MEDIANA DE COTIZACIONES","19,00 %","$ 28.241,00","2019-03-28"]
[104750,"CODO GALVANIZADO 90°-Ø  2 1/2\"","UN","ACCESORIOS HIDROSANITARIOS",null,"0,00 %","0,00"]
[104448,"CODO GALVANIZADO 90°-Ø6\"","UN","INST. HIDRAUL/SANIT. Y LAMINAS",null,"0,00 %","0,00"]
[101729,"CODO GRAN RADIO (90°) PVC UNION MEC (RDE-21) ø 2\"","UN","ACCESORIOS HIDROSANITARIOS",null,"0,00 %","0,00"]
[284,"CODO metalico    1/2\"","UN","TUBERIA",null,"0,00 %","0,00"]
[283,"CODO metalico   3/4\"  EMT","UN","LAMPARAS",null,"0,00 %","0,00"]
[133,"CODO metalico  1\"","UN","TUBERIA",null,"0,00 %","0,00"]
[755,"CODO metalico  2\"","UN","TUBERIA",null,"0,00 %","0,00"]
[10655,"CODO NOVAFORT90° 160MM + TEE ALCAN 160 MM","UN","ACCESORIOS TUBERIA SUBTERRANEA","8956232 - IDRD - MEDIA ARMONICA COTIZACIONES","19,00 %","$ 142.812,00","2022-05-10"]
[10656,"CODO NOVAFORT90° 200MM + TEE ALCAN 200 MM","UN","ACCESORIOS TUBERIA SUBTERRANEA","8956232 - IDRD - MEDIA ARMONICA COTIZACIONES","19,00 %","$ 367.927,00","2022-05-10"]
[10657,"CODO NOVAFORT90° 250MM + TEE ALCAN 250 MM","UN","ACCESORIOS TUBERIA SUBTERRANEA","8956232 - IDRD - MEDIA ARMONICA COTIZACIONES","19,00 %","$ 706.088,00","2022-05-10"]
[10658,"CODO NOVAFORT90° 315MM + TEE ALCAN 315 MM","UN","ACCESORIOS TUBERIA SUBTERRANEA","8956232 - IDRD - MEDIA ARMONICA COTIZACIONES","19,00 %","$ 1.291.734,00","2022-05-10"]
[100295,"CODO PRESIÓN 90º  PVC Ø 1\" S/NORMA ICONTEC","UN","ACCESORIOS HIDROSANITARIOS","555555555555 - IDRD - MEDIANA DE COTIZACIONES","19,00 %","$ 1.700,00","2022-05-26"]
[102127,"Codo PVC 45°Sanitario Ø8\"","UN","ACCESORIOS HIDROSANITARIOS","860061089 - IDRD - PROYECCIÓN","19,00 %","$ 148.418,00","2022-01-28"]
[106229,"CODO RANURADO HIERRO DUCTIL- 1 1/2\"","UN","RED CONTRA INCENDIO","555555555555 - IDRD - MEDIANA DE COTIZACIONES","19,00 %","$ 7.658,00","2020-01-20"]
[106231,"CODO RANURADO HIERRO DUCTIL- 2 1/2\"","UN","RED CONTRA INCENDIO","555555555555 - IDRD - MEDIANA DE COTIZACIONES","19,00 %","$ 17.850,00","2020-01-20"]
[106230,"CODO RANURADO HIERRO DUCTIL- 2\"","UN","RED CONTRA INCENDIO","8956232 - IDRD - MEDIA ARMONICA COTIZACIONES","19,00 %","$ 11.956,00","2020-01-20"]
[106232,"CODO RANURADO HIERRO DUCTIL- 3\"","UN","RED CONTRA INCENDIO","8956232 - IDRD - MEDIA ARMONICA COTIZACIONES","19,00 %","$ 22.602,00","2020-01-20"]
[106233,"CODO RANURADO HIERRO DUCTIL- 4\"","UN","RED CONTRA INCENDIO","555555555555 - IDRD - MEDIANA DE COTIZACIONES","19,00 %","$ 30.583,00","2020-01-20"]
[106234,"CODO RANURADO HIERRO DUCTIL- 6\"","UN","RED CONTRA INCENDIO",null,"0,00 %","0,00"]
[107148,"CODO RANURADO HIERRO DUCTIL- 8\"","UN","RED CONTRA INCENDIO",null,"0,00 %","0,00"]
[1112,"CODO RECTO DE GRES 4\"    MOORE","UN","TUBERIA SUBT,REJILLAS,SUMIDER.",null,"0,00 %","0,00"]
[1113,"CODO RECTO DE GRES 6\"    MOORE","UN","TUBERIA SUBT,REJILLAS,SUMIDER.",null,"0,00 %","0,00"]
[2484,"CODO RECTO DE GRES 8\"    MOORE","UN","TUBERIA SUBT,REJILLAS,SUMIDER.",null,"0,00 %","0,00"]
[730,"CODO ROSCA SOLDADO CU 90°  DE ½ C x F","UN","INST. DE GAS",null,"0,00 %","0,00"]
[108034,"CODO SANITARIOCXC Ø6\"","UN","ACCESORIOS HIDROSANITARIOS",null,"0,00 %","0,00"]
[1114,"CODO UNION Z 90° 3\"PVC   PAVCO","UN","ACCESORIOS TUBERIA SUBTERRANEA",null,"0,00 %","0,00"]
[1115,"CODO UNION Z 90° 4\"      PAVCO","ML","ACCESORIOS TUBERIA SUBTERRANEA",null,"0,00 %","0,00"]
[101563,"CODO90 CPVC  1½\" PAVCO**","UN","ACCESORIOS HIDROSANITARIOS","860061089 - IDRD - PROYECCIÓN","19,00 %","$ 38.501,00","2022-02-28"]
[106078,"Codo90°Polipropileno(1/2\")Fusión PN-16","UN","ACCESORIOS HIDROSANITARIOS",null,"0,00 %","0,00"]
[101574,"Cofre Al fundido IP 65,barraje 3F,5H y accesorios","UN","CAJAS, ARMARIOS, TABLEROS",null,"0,00 %","0,00"]
[108707,"Cofre metálico para interperie 60x40x30 cm","UN","SISTEMAS VENTILACION",null,"0,00 %","0,00"]
[104041,"cofre metálico-para tablero general 1.20x0.80m+pin","UN","INST. ELECTRICAS",null,"0,00 %","0,00"]
[105118,"Cofre Met-Tablero Gral. 2.X1.5X0.40+Barraje300Amp","UN","CAJAS, ARMARIOS, TABLEROS","860061089 - IDRD - PROYECCIÓN","19,00 %","$ 4.164.781,00","2023-03-28"]
[104777,"COFRE PARA CONTADOR TRIFÁSICO INCRUSTAR 27X57X18CM","UN","CAJAS, ARMARIOS, TABLEROS",null,"0,00 %","0,00"]
[107893,"COJIN - SUPERFICIE INESTABLE","UN","MOBILIARIO URBANO Y SEÑALIZAC.",null,"0,00 %","0,00"]
[103992,"COLBON MR 60","KG","MISCELANEA",null,"0,00 %","0,00"]
[107891,"COLCHONETA TRAFICO PESADO","UN","MOBILIARIO URBANO Y SEÑALIZAC.",null,"0,00 %","0,00"]
[103003,"Colchonetas espuma rosada, forro cordobán3.5x0.4**","UN","FERRETERIA Y HERRAMIENTAS",null,"0,00 %","0,00"]
[105500,"COLIFORMES FECALES","UN","ENSAYOS DE LABORATORIO",null,"0,00 %","0,00"]
[105154,"COLIFORMES TERMOTOLERANTES Análisis Aguas Superf.","UN","ACTIVIDADES ESPECIALES","860061089 - IDRD - PROYECCIÓN","19,00 %","$ 40.817,00","2022-01-28"]
[107577,"Collar Derivación PVC Presión 8\"x2\"","UN","INST. HIDRAUL/SANIT. Y LAMINAS",null,"0,00 %","0,00"]
[105000,"COLLARÍN TRANSFORMADOR 8\" - 9\" T3","UN","APARATOS ELECTRICOS","860061089 - IDRD - PROYECCIÓN","19,00 %","$ 48.207,00","2023-03-28"]
[3700,"COLLARIN UNA SALIDA 5-6\"","UN","FERRETERIA Y HERRAMIENTAS","860061089 - IDRD - PROYECCIÓN","19,00 %","$ 17.163,00","2022-01-29"]
[105520,"COLOR","UN","ENSAYOS DE LABORATORIO",null,"0,00 %","0,00"]
[102630,"Color base acrylic **","UN","IMPERMEABILIZANTES",null,"0,00 %","0,00"]
[103649,"COLOR GLAS BLANCO(SIN ARENA)","KG","MISCELANEA",null,"0,00 %","0,00"]
[104567,"COLUMNA EN ABARCO DE 18 X 18/h=3,9","UN","MISCELANEA",null,"0,00 %","0,00"]
[108435,"COLUMNAS RECT+PANTALLAS Y MUROS OCRE VISTOS","GL","MISCELANEA",null,"0,00 %","0,00"]
[103792,"Columpio en Madera  (3 Puestos)","UN","MOBILIARIO URBANO Y SEÑALIZAC.","860061089 - IDRD - PROYECCIÓN","19,00 %","$ 1.163.229,00","2023-03-30"]
[13111,"Columpio Inclusivo Doble Bebé 1-7años (suministro+instalacion)","UN","MOBILIARIO PARQUES","5898454121 - BALERCO  S.A.S.","19,00 %","$ 27.136.764,00","2023-03-21"]
[107795,"COMBIFRY","UN","EQUIPOS PARA COCINA",null,"0,00 %","0,00"]
[103288,"COMBO BAÑO ACUARIO **","UN","MISCELANEA",null,"0,00 %","0,00"]
[104239,"COMPACTADOR DINAPAC  1 TON (Oper+Comb)","DD","EQUIPO ALQUILER Y MAQUINARIA",null,"0,00 %","0,00"]
[104240,"COMPACTADOR DINAPAC  1/2 TON (Oper+Comb)","DD","EQUIPO ALQUILER Y MAQUINARIA",null,"0,00 %","0,00"]
[104238,"COMPACTADOR DINAPAC  2 TON (Oper+Comb)","DD","EQUIPO ALQUILER Y MAQUINARIA",null,"0,00 %","0,00"]
[1737,"COMPRESOR  1.5 HP CON TANQUE 2 GAL.","UN","HERRAMIENTA",null,"0,00 %","0,00"]
[2630,"COMPRESOR  PORTATIL  3/4  CABALLOS DE FUERZA  EVAN","UN","HERRAMIENTA",null,"0,00 %","0,00"]
[376,"COMPRESOR 2 MARTILLOS 185 PCM-OPER+COMB","HR","EQUIPOS DE AIRE","860061089 - IDRD - PROYECCIÓN","19,00 %","$ 44.344,01","2023-03-24"]
[2837,"COMPRESOR 2 MARTILLOS 185 PCM-PER+COMB","DD","EQUIPOS DE AIRE",null,"0,00 %","0,00"]
[2468,"COMPRESOR 250 PCM","HR","EQUIPOS DE AIRE",null,"0,00 %","0,00"]
[100624,"COMPRESOR 2HP  TANQUE 25 LT","DD","HERRAMIENTA","860061089 - IDRD - PROYECCIÓN","19,00 %","$ 50.577,00","2023-03-29"]
[1691,"COMPRESOR 2HP TANQUE 24 LT -116psi","UN","HERRAMIENTA","860061089 - IDRD - PROYECCIÓN","19,00 %","$ 761.035,00","2023-03-24"]
[101906,"COMPRESOR AIRE LUBRICADO 2H 108 Lt 125 Psi Max","UN","EQUIPOS ESPECIALES","666666666252 - IDRD - MEDIA GEOMETRICA COTIZACIONES","19,00 %","$ 2.059.822,00","2019-05-10"]
[3233,"COMPRESOR DE 185 CFM","DD","EQUIPOS DE AIRE","860061089 - IDRD - PROYECCIÓN","19,00 %","$ 407.314,00","2023-03-24"]
[3235,"COMPRESOR DE 750 CPM S/C","MES","EQUIPOS DE AIRE",null,"0,00 %","0,00"]
[100843,"COMPRESOR DE AIRE","HR","EQUIPOS DE AIRE","860061089 - IDRD - PROYECCIÓN","19,00 %","$ 5.245,00","2023-03-29"]
[100971,"COMPRESOR DE AIRE 1HP + pistola para pintura","DD","EQUIPOS DE AIRE","860061099 - MEDIA ARMONICA","19,00 %","$ 40.461,00","2023-03-15"]
[1650,"COMPRESOR Oper. sin Combustible","HR","EQUIPOS DE AIRE",null,"0,00 %","0,00"]
[1659,"COMPRESOR Oper.+Comb","MES","EQUIPOS DE AIRE",null,"0,00 %","0,00"]
[1658,"COMPRESOR Oper.sin Combustible","DD","EQUIPOS DE AIRE",null,"0,00 %","0,00"]
[102141,"Compuerta Batiente Aluminio(24\"x16\")Cocina Cometas","UN","CARPINTERIA METALICA","77777777777 - CONTRATO CONSULTORIA CEFE COMETAS","19,00 %","$ 166.367,00","2019-07-08"]
[102542,"Computador Alquiler con Software Autocad","MES","EQUIPOS ESPECIALES","8956232 - IDRD - MEDIA ARMONICA COTIZACIONES","19,00 %","$ 317.906,00","2023-03-15"]
[105783,"CONCEPTUALIZACION GEOTECNICA  (NO USAR)","UN","ENSAYOS DE LABORATORIO",null,"0,00 %","0,00"]
[101140,"CONCEPTUALIZACIÓN GEOTECNICA / M2","M2","TARIFAS PROFESIONALES","562221312 - IDRD - VALOR CIO AJUSTADO","19,00 %","$ 397,00","2022-05-31"]
[100605,"concertina 18\" (Sencilla)acero inox**","ML","ACEROS Y HIERROS",null,"0,00 %","0,00"]
[100657,"CONCRETO 1500 PSI (105N)  gravilla fina Gr=3/8\"","M3","CONCRETOS",null,"0,00 %","0,00"]
[2651,"CONCRETO 1500 PSI (105N) Gr=1\"","M3","CONCRETOS","8956232 - IDRD - MEDIA ARMONICA COTIZACIONES","19,00 %","$ 440.384,00","2023-03-03"]
[2685,"CONCRETO 1500 PSI Acelerado Fraguado Gr=1\"","M3","CONCRETOS","555555555555 - IDRD - MEDIANA DE COTIZACIONES","19,00 %","$ 500.700,00","2023-03-03"]
[2817,"CONCRETO 1500 PSI Imperm.Gr=1\"","M3","CONCRETOS",null,"0,00 %","0,00"]
[102420,"CONCRETO 1500 PSI Imperm.Gr=1/2\"","M3","CONCRETOS","8956232 - IDRD - MEDIA ARMONICA COTIZACIONES","19,00 %","$ 399.812,00","2022-04-06"]
[100658,"CONCRETO 2000 PSI (140N)  Gravilla Fina Gr=1/2\"","M3","CONCRETOS",null,"0,00 %","0,00"]
[2652,"CONCRETO 2000 PSI (140N) COMUN Gr=1","M3","CONCRETOS","8956232 - IDRD - MEDIA ARMONICA COTIZACIONES","19,00 %","$ 458.518,00","2023-03-03"]
[2818,"CONCRETO 2000 PSI COMUN Imperm.Gr=1\"","M3","CONCRETOS",null,"0,00 %","0,00"]
[100659,"CONCRETO 2500 PSI (175N)  gravilla fina Gr=1/2\"","M3","CONCRETOS","8956232 - IDRD - MEDIA ARMONICA COTIZACIONES","19,00 %","$ 481.838,00","2023-03-03"]
[3606,"CONCRETO 2500 PSI (175N)  OUTINORD","M3","CONCRETOS",null,"0,00 %","0,00"]
[6023,"CONCRETO 2500 PSI (175N)  TREMIE Gr=1/2\"","M3","CONCRETOS",null,"0,00 %","0,00"]
[105923,"CONCRETO 2500 PSI (175N) Ocre GF ***","M3","CONCRETOS",null,"0,00 %","0,00"]
[100489,"CONCRETO 2500 PSI COMUN C/Prem Gr=1\"   **","M3","CONCRETOS","8956232 - IDRD - MEDIA ARMONICA COTIZACIONES","19,00 %","$ 470.301,99","2023-03-03"]
[2819,"CONCRETO 2500 PSICOMUN Imperm.Gr=1\"","M3","CONCRETOS","860061089 - IDRD - PROYECCIÓN","19,00 %","$ 406.166,00","2022-01-31"]
[100661,"CONCRETO 3000 PSI  gravilla comun Gr=1\"baja permea","M3","CONCRETOS",null,"0,00 %","0,00"]
[2820,"CONCRETO 3000 PSI  Imperm. Gr=1/2\"","M3","CONCRETOS","555555555555 - IDRD - MEDIANA DE COTIZACIONES","19,00 %","$ 500.121,00","2023-03-03"]
[100722,"CONCRETO 3000 PSI (210N)  Ocre GC ***","M3","CONCRETOS","860061089 - IDRD - PROYECCIÓN","19,00 %","$ 742.768,00","2022-01-31"]
[100723,"CONCRETO 3000 PSI (210N)  Ocre GF ***","M3","CONCRETOS",null,"0,00 %","0,00"]
[3603,"CONCRETO 3000 PSI (210N)  TREMIE 19mm","M3","CONCRETOS","860061089 - IDRD - PROYECCIÓN","19,00 %","$ 494.476,00","2022-01-31"]
[100732,"CONCRETO 3000 PSI (210N)  Tremie tornillo cont **","M3","CONCRETOS",null,"0,00 %","0,00"]
[102415,"CONCRETO 3000 PSI (210N) AUTOCOMPACTANTE","M3","CONCRETOS","860061089 - IDRD - PROYECCIÓN","19,00 %","$ 446.360,00","2022-01-31"]
[2654,"CONCRETO 3000 PSI (210N) COMUN Gr=1\"","M3","CONCRETOS","8956232 - IDRD - MEDIA ARMONICA COTIZACIONES","19,00 %","$ 483.973,00","2023-03-03"]
[3607,"CONCRETO 3000 PSI (210N) G.F.  OUTINOURD","M3","CONCRETOS",null,"0,00 %","0,00"]
[100660,"CONCRETO 3000 PSI (210N) gravilla fina 1/2\" ***","M3","CONCRETOS","8956232 - IDRD - MEDIA ARMONICA COTIZACIONES","19,00 %","$ 498.708,00","2023-03-03"]
[101143,"CONCRETO 3000 PSI Lanzado (Inc. Bomba)","M3","CONCRETOS","8956232 - IDRD - MEDIA ARMONICA COTIZACIONES","19,00 %","$ 597.520,00","2023-03-03"]
[100662,"CONCRETO 3500 PSI (245N)  gravilla fina1/2\" **","M3","CONCRETOS","860061089 - IDRD - PROYECCIÓN","19,00 %","$ 437.168,00","2022-01-31"]
[100724,"CONCRETO 3500 PSI (245N)  Ocre GC ***","M3","CONCRETOS",null,"0,00 %","0,00"]
[100725,"CONCRETO 3500 PSI (245N)  Ocre GF ***","M3","CONCRETOS","8956232 - IDRD - MEDIA ARMONICA COTIZACIONES","19,00 %","$ 660.444,00","2022-06-09"]
[2821,"CONCRETO 3500 PSI COMUN Imperm.Gr=1\"","M3","CONCRETOS",null,"0,00 %","0,00"]
[3608,"CONCRETO 3500PSI (245N)  OUTINOURD","M3","CONCRETOS",null,"0,00 %","0,00"]
[3604,"CONCRETO 3500PSI (245N)  TREMIE 19mm","M3","CONCRETOS","8956232 - IDRD - MEDIA ARMONICA COTIZACIONES","19,00 %","$ 539.322,01","2023-02-20"]
[3600,"CONCRETO 3500PSI (245N) COMUN Gr=1\"","M3","CONCRETOS","860061089 - IDRD - PROYECCIÓN","19,00 %","$ 503.955,00","2022-01-31"]
[100663,"CONCRETO 4000 PSI (280N)   gravilla fina 1/2\"","M3","CONCRETOS","860061089 - IDRD - PROYECCIÓN","19,00 %","$ 483.207,00","2022-06-08"]
[12449,"CONCRETO 4000 PSI (280N)  Gris Perla GC ***","M3","CONCRETOS","860061089 - IDRD - PROYECCIÓN","19,00 %","$ 755.510,00","2022-01-31"]
[100727,"CONCRETO 4000 PSI (280N)  Ocre GC ***","M3","CONCRETOS","860061089 - IDRD - PROYECCIÓN","19,00 %","$ 740.417,00","2022-01-31"]
[100726,"CONCRETO 4000 PSI (280N)  Ocre GF ***","M3","CONCRETOS","555555555555 - IDRD - MEDIANA DE COTIZACIONES","19,00 %","$ 480.463,00","2022-04-06"]
[3609,"CONCRETO 4000 PSI (280N)  OUTINOURD  G.F.","M3","CONCRETOS","860061089 - IDRD - PROYECCIÓN","19,00 %","$ 498.180,01","2022-01-31"]
[3605,"CONCRETO 4000 PSI (280N)  TREMIE 19mm","M3","CONCRETOS","860061089 - IDRD - PROYECCIÓN","19,00 %","$ 477.239,00","2022-01-31"]
[2656,"CONCRETO 4000 PSI (280N) COMUN Gr=1\"","M3","CONCRETOS","8956232 - IDRD - MEDIA ARMONICA COTIZACIONES","19,00 %","$ 572.997,00","2023-02-20"]
[2822,"CONCRETO 4000 PSI COMUN  Inclusor de aire Gr=1\"","M3","CONCRETOS","860061089 - IDRD - PROYECCIÓN","19,00 %","$ 395.790,00","2022-06-08"]
[13184,"CONCRETO 4000 PSI LANZADO","M3","CONCRETOS","6555555555 - IDRD - MENOR VALOR   DE COTIZACIONES","19,00 %","$ 577.269,00","2022-05-24"]
[2691,"CONCRETO 4500 PSI   C/Prem Gr=1\"","M3","CONCRETOS",null,"0,00 %","0,00"]
[100664,"CONCRETO 4500 PSI (315N)   gravilla fina 1/2\" **","M3","CONCRETOS",null,"0,00 %","0,00"]
[100728,"CONCRETO 4500 PSI (315N)  Ocre GC ***","M3","CONCRETOS",null,"0,00 %","0,00"]
[100729,"CONCRETO 4500 PSI (315N)  Ocre GF ***","M3","CONCRETOS",null,"0,00 %","0,00"]
[101081,"CONCRETO 4500 PSI (315N)  Outinord ***","M3","CONCRETOS",null,"0,00 %","0,00"]
[2657,"CONCRETO 4500 PSI (315N) COMUN Gr=1\"","M3","CONCRETOS",null,"0,00 %","0,00"]
[2823,"CONCRETO 4500 PSI COMUN  Imperm.Gr=1\"","M3","CONCRETOS",null,"0,00 %","0,00"]
[2692,"CONCRETO 5000 PSI  C/Prem Gr=1\"","M3","CONCRETOS",null,"0,00 %","0,00"]
[100665,"CONCRETO 5000 PSI (350N)  gravilla fina Gr=1/2\"","M3","CONCRETOS","860061089 - IDRD - PROYECCIÓN","19,00 %","$ 483.261,00","2022-01-31"]
[100731,"CONCRETO 5000 PSI (350N)  Ocre GC ***","M3","CONCRETOS",null,"0,00 %","0,00"]
[100730,"CONCRETO 5000 PSI (350N)  Ocre GF ***","M3","CONCRETOS",null,"0,00 %","0,00"]
[101065,"CONCRETO 5000 PSI (350N) Blanco GF ***","M3","CONCRETOS",null,"0,00 %","0,00"]
[2658,"CONCRETO 5000 PSI (350N) COMUN Gr=1\"","M3","CONCRETOS",null,"0,00 %","0,00"]
[2824,"CONCRETO 5000 PSI COMUN Imperm.Gr=1\"","M3","CONCRETOS",null,"0,00 %","0,00"]
[2659,"CONCRETO 6000 PSI (420N)","M3","CONCRETOS",null,"0,00 %","0,00"]
[100666,"CONCRETO 6000 PSI (420N)  gravilla fina **","M3","CONCRETOS",null,"0,00 %","0,00"]
[2825,"CONCRETO 6000 PSI Imperm.","M3","CONCRETOS",null,"0,00 %","0,00"]
[100699,"CONCRETO AUTOCOMPACTANTE 4000 PSI","M3","MISCELANEA",null,"0,00 %","0,00"]
[108628,"Concreto de 21 Mpa preparado en obra (3000PSI)","M3","MISCELANEA",null,"0,00 %","0,00"]
[102112,"CONCRETO FLUIDO  2500 psi  Gr=1\"","M3","CONCRETOS","860061089 - IDRD - PROYECCIÓN","19,00 %","$ 417.031,00","2022-01-31"]
[82,"CONCRETO FLUIDO  3000 psi Gr=1\"","M3","CONCRETOS",null,"0,00 %","0,00"]
[2660,"CONCRETO PAVIMENTO       MR-36","M3","CONCRETOS",null,"0,00 %","0,00"]
[2661,"CONCRETO PAVIMENTO       MR-39","M3","CONCRETOS",null,"0,00 %","0,00"]
[2662,"CONCRETO PAVIMENTO       MR-41","M3","CONCRETOS",null,"0,00 %","0,00"]
[12569,"CONCRETO PAVIMENTO       MR-42","M3","CONCRETOS","860061089 - IDRD - PROYECCIÓN","19,00 %","$ 479.548,00","2022-01-31"]
[2663,"CONCRETO PAVIMENTO       MR-43","M3","CONCRETOS",null,"0,00 %","0,00"]
[2664,"CONCRETO PAVIMENTO       MR-45","M3","CONCRETOS","860061089 - IDRD - PROYECCIÓN","19,00 %","$ 442.118,00","2022-06-08"]
[3318,"CONCRETO PAVIMENTO       MR-46","M3","CONCRETOS",null,"0,00 %","0,00"]
[100491,"CONCRETO PAVIMENTO       MR-47","M3","CONCRETOS",null,"0,00 %","0,00"]
[4025,"CONCRETO PAVIMENTO       MR-50","M3","CONCRETOS",null,"0,00 %","0,00"]
[100492,"CONCRETO PAVIMENTO       MR-53","M3","CONCRETOS",null,"0,00 %","0,00"]
[105873,"CONCRETO PAVIMENTO MR-36 (>500 M3) AS-4\"(10CM)","M3","CONCRETOS","555555555555 - IDRD - MEDIANA DE COTIZACIONES","19,00 %","$ 543.533,00","2023-03-03"]
[3188,"CONCRETO PROFESIONAL ANTIBACTERIANO GC 3500psi","M3","CONCRETOS",null,"0,00 %","0,00"]
[3192,"CONCRETO PROFESIONAL AUTOCOMPACTANTE GC 4000psi","M3","CONCRETOS",null,"0,00 %","0,00"]
[3200,"CONCRETO PROFESIONAL DURACREP GC 3500psi","M3","CONCRETOS",null,"0,00 %","0,00"]
[108159,"CONDENSADORA UCON-01 SOLO FRIO CAPACIDAD 240.000 B","UN","SISTEMAS VENTILACION",null,"0,00 %","0,00"]
[108486,"CONDENSADORA UCON-02 BOMBA DE CALOR CAPACIDAD 48.0","UN","SISTEMAS VENTILACION",null,"0,00 %","0,00"]
[105128,"CONDUCTIVIDAD Análisis Aguas Superficiales Piscina","UN","ENSAYOS DE LABORATORIO","860061089 - IDRD - PROYECCIÓN","19,00 %","$ 25.645,00","2022-02-02"]
[3692,"CONDUCTOR ALUMINIO AWG 4/0","ML","ALAMBRES",null,"0,00 %","0,00"]
[109039,"Conductor XLPE 4/0 AWG 35 kV IL 133%","ML","MISCELANEA","6555555555 - IDRD - MENOR VALOR   DE COTIZACIONES","19,00 %","$ 86.545,00","2019-04-22"]
[2335,"CONDUCTOS LAMINA GALV. CAL.22","M2","INSTALACIONES HOSPITALARIAS",null,"0,00 %","0,00"]
[2258,"CONDUCTOS LAMINA GALV. CAL.24","M2","INSTALACIONES HOSPITALARIAS",null,"0,00 %","0,00"]
[105335,"CONDULETA EN \"T\" Ø 2-EMT","UN","APARATOS ELECTRICOS",null,"0,00 %","0,00"]
[105055,"CONDULETA Ø 1\" EN T CON ROSCA","UN","INST. ELECTRICAS",null,"0,00 %","0,00"]
[105056,"CONDULETA Ø 3/4\" EN T CON ROSCA","UN","INST. ELECTRICAS",null,"0,00 %","0,00"]
[9819,"CONECTING BLOCK DE 4 PARES","UN","CABLEADO ESTRUCTURADO",null,"0,00 %","0,00"]
[3733,"CONECTOR  TUBULAR 1/0","UN","CABLES",null,"0,00 %","0,00"]
[105330,"CONECTOR ACERO  EMT Ø2\"","UN","INST. ELECTRICAS",null,"0,00 %","0,00"]
[103337,"CONECTOR BASE DE ALUMINIO (6M)","UN","CUBIERTAS Y ACCESORIOS","860061089 - IDRD - PROYECCIÓN","19,00 %","$ 174.165,00","2023-03-28"]
[738,"CONECTOR COBRE PARA VARILLA CW 5/8\"","UN","CABLES","860061089 - IDRD - PROYECCIÓN","19,00 %","$ 10.353,00","2023-03-28"]
[105015,"CONECTOR CUÑA CON ESTRIBO 4/0 - 2 AWG","UN","APARATOS ELECTRICOS","860061089 - IDRD - PROYECCIÓN","19,00 %","$ 30.745,99","2023-03-28"]
[105013,"CONECTOR DE COMPRESIÓN RANURAS PARALE. T 3","UN","APARATOS ELECTRICOS","860061089 - IDRD - PROYECCIÓN","19,00 %","$ 6.753,00","2023-03-28"]
[106182,"CONECTOR DE CORAZA RECTO 11/2\"","UN","TUBERIA","860061089 - IDRD - PROYECCIÓN","19,00 %","$ 8.875,00","2020-02-10"]
[106112,"CONECTOR DE PERFORACIÓN","UN","INST. ELECTRICAS",null,"0,00 %","0,00"]
[105337,"Conector de Resorte y rosca  empalme cable(12-10)","UN","CABLES","860061089 - IDRD - PROYECCIÓN","19,00 %","$ 1.053,99","2023-03-28"]
[104699,"CONECTOR DE ROSCA PARA EMPALME DE CABLE-12","UN","CABLES","860061089 - IDRD - PROYECCIÓN","19,00 %","$ 1.078,00","2023-03-28"]
[12502,"Conector de unión de 2 vías IP 68 ","UN","LAMPARAS","77777777777 - CONTRATO CONSULTORIA CEFE COMETAS","19,00 %","$ 100.320,57","2019-10-08"]
[108098,"Conector L:5.85-H Dekoceiling pvc de Arkos o equiv","UN","CIELO RASOS",null,"0,00 %","0,00"]
[102364,"Conector Omega (Base Aluminio+tapa policarbonato)","UN","MISCELANEA","66665555555 - IDRD - MEDIA ARITMETICA DE COTIZACIONES","19,00 %","$ 143.616,01","2022-06-07"]
[104104,"CONECTOR PARA CORAZA 3/4\"","UN","INST. ELECTRICAS","860061089 - IDRD - PROYECCIÓN","19,00 %","$ 5.356,00","2022-01-27"]
[104173,"CONECTOR PARA CORAZA 3/4\"RECTO","UN","INST. ELECTRICAS",null,"0,00 %","0,00"]
[104176,"CONECTOR PARA CORAZA LIQUID TAPE 3/4\"","UN","INST. ELECTRICAS",null,"0,00 %","0,00"]
[103338,"CONECTOR PARA POLICARBONATO (12M)","UN","CUBIERTAS Y ACCESORIOS","860061089 - IDRD - PROYECCIÓN","19,00 %","$ 164.932,00","2023-03-28"]
[3562,"CONECTOR RESORTE AZUL ECO","UN","CABLES",null,"0,00 %","0,00"]
[3444,"CONECTOR SC AMP MM LIGHT CRIMP","UN","CABLEADO ESTRUCTURADO",null,"0,00 %","0,00"]
[3445,"CONECTOR SC AMP MM LIGHT CRIMP PLUS","UN","CABLEADO ESTRUCTURADO",null,"0,00 %","0,00"]
[3442,"CONECTOR ST AMP INSERT PARA FACE PLATE","UN","CABLEADO ESTRUCTURADO",null,"0,00 %","0,00"]
[3441,"CONECTOR ST AMP MM EPOXI","UN","CABLEADO ESTRUCTURADO",null,"0,00 %","0,00"]
[3443,"CONECTOR ST AMP MM LIGHT CRIMP","UN","CABLEADO ESTRUCTURADO",null,"0,00 %","0,00"]
[105011,"CONECTOR TERMINAL COMPRE. TIPO PALA 2 -4/0AWG","UN","APARATOS ELECTRICOS","860061089 - IDRD - PROYECCIÓN","19,00 %","$ 13.132,99","2023-03-28"]
[104030,"CONECTOR TIPO BASTAGO SERIE SC COMPRESION 2/0 (MT)","UN","MISCELANEA",null,"0,00 %","0,00"]
[109042,"Conector tipo Compresion 600A 4/0 AWG 15KV","UN","MISCELANEA","555555555555 - IDRD - MEDIANA DE COTIZACIONES","19,00 %","$ 203.050,00","2023-03-24"]
[108815,"CONECTOR TIPO COMPRESION 600A 4/0 AWG 15KV","UN","CABLES",null,"0,00 %","0,00"]
[105014,"CONECTOR TIPO TORNILLO PUESTA A TIERRA","UN","APARATOS ELECTRICOS","860061089 - IDRD - PROYECCIÓN","19,00 %","$ 11.456,00","2023-03-28"]
[105329,"CONECTOR TORNILLO INTERIOR PARA EMT Ø2\"","UN","INST. ELECTRICAS",null,"0,00 %","0,00"]
[3392,"CONECTOR UNITARIO RELLENO","UN","CABLES",null,"0,00 %","0,00"]
[3552,"CONECTOR UNITARIO RELLENO  200 PARES","UN","CABLES",null,"0,00 %","0,00"]
[102917,"CONECTOR x 5.90 MARQUESINAS LAMINA POLICARBONATO A","UN","CABLES","562221312 - IDRD - VALOR CIO AJUSTADO","19,00 %","$ 116.107,00","2020-12-28"]
[107051,"Conectores bimetalicos para transicion de aluminio","UN","CORTACIRCUITOS",null,"0,00 %","0,00"]
[106762,"ConectorTerminal de Compresión Tipo vastago ET-301","UN","APARATOS ELECTRICOS","555555555555 - IDRD - MEDIANA DE COTIZACIONES","19,00 %","$ 52.242,00","2019-07-24"]
[2214,"CONEX. NO Res.A/DUCTO+Acom.½ \"","UN","TARIFAS Y SERVICIOS",null,"0,00 %","0,00"]
[425,"CONEXION ACOMETIDA","UN","TARIFAS Y SERVICIOS",null,"0,00 %","0,00"]
[105940,"CONEXION DE DESCARGA","GL","EQUIPOS ESPECIALES",null,"0,00 %","0,00"]
[105939,"CONEXION DE SUCCION","GL","EQUIPOS ESPECIALES",null,"0,00 %","0,00"]
[108944,"CONEXIÓN DOMICILIARIA ALL","UN","INST. HIDRAUL/SANIT. Y LAMINAS",null,"0,00 %","0,00"]
[108946,"CONEXIÓN DOMICILIARIA AR","UN","INST. HIDRAUL/SANIT. Y LAMINAS",null,"0,00 %","0,00"]
[108073,"CONEXIÓN FLEXIBLE","UN","SISTEMAS VENTILACION",null,"0,00 %","0,00"]
[108135,"CONEXIÓN FLEXIBLE TIPO LONA","UN","SISTEMAS VENTILACION",null,"0,00 %","0,00"]
[105954,"CONEXION MOTOBOMBA","GL","INST. ELECTRICAS",null,"0,00 %","0,00"]
[1595,"CONEXION NO RESIDENCIAL","UN","TARIFAS Y SERVICIOS",null,"0,00 %","0,00"]
[107773,"CONGELADOR VERTICAL DE 23 PIES","UN","EQUIPOS PARA COCINA",null,"0,00 %","0,00"]
[107638,"CONJUNTO BOQUILLA  CHORRO","UN","ACCESORIOS HIDROSANITARIOS",null,"0,00 %","0,00"]
[763,"CONMUTABLE                 AVE","UN","APARATOS ELECTRICOS",null,"0,00 %","0,00"]
[1738,"CONMUTABLE DOBLE Pil. Clas.C  L/NEX","UN","APARATOS ELECTRICOS",null,"0,00 %","0,00"]
[1727,"CONMUTABLE LUZ PILOTO DEKO   L/NEX","UN","APARATOS ELECTRICOS",null,"0,00 %","0,00"]
[1702,"CONMUTABLE Senc. Blc.DEKO    L/NEX","UN","APARATOS ELECTRICOS",null,"0,00 %","0,00"]
[1640,"CONMUTABLE Senc. Clas.C      L/NEX","UN","APARATOS ELECTRICOS",null,"0,00 %","0,00"]
[1644,"CONMUTABLE Senc. Pil.Clas.   L/NEX","UN","APARATOS ELECTRICOS",null,"0,00 %","0,00"]
[1769,"CONMUTABLE Triple Pil. ABITARE  AVE","UN","APARATOS ELECTRICOS",null,"0,00 %","0,00"]
[1739,"CONMUTABLE Triple Pil.Clas.C L/NEX","UN","APARATOS ELECTRICOS",null,"0,00 %","0,00"]
[108822,"Cono Camara I-1000 Concentrico","UN","TUBERIA SUBT,REJILLAS,SUMIDER.",null,"0,00 %","0,00"]
[109131,"Cono concentrico pozo 1.2*0.6 h=0.75 prefab","UN","TUBERIA SUBT,REJILLAS,SUMIDER.","555555555555 - IDRD - MEDIANA DE COTIZACIONES","19,00 %","$ 480.058,00","2019-08-23"]
[2137,"CONO DE ABRAMS (Alquiler)","DD","ENSAYOS DE LABORATORIO","555555555555 - IDRD - MEDIANA DE COTIZACIONES","19,00 %","$ 1.521,00","2022-05-09"]
[100644,"Cono excentrico pozo 1.2*0.6 h=0.75 prefab **","UN","TUBERIA SUBT,REJILLAS,SUMIDER.",null,"0,00 %","0,00"]
[3805,"CONO SEÑALIZACION H = 0.90 ML","UN","EQUIPO DE SEGURIDAD INDUSTRIAL","8956232 - IDRD - MEDIA ARMONICA COTIZACIONES","19,00 %","$ 63.234,01","2020-12-22"]
[109008,"CONSOLA DE CONTROL DE ILUMINACIÓN TEATRO","UN","APARATOS ELECTRICOS",null,"0,00 %","0,00"]
[108683,"Consola Peavy FX-2 24","UN","MISCELANEA",null,"0,00 %","0,00"]
[3432,"CONSOLIDATION POINT AMP PARA CABLEADO EN ZONA","UN","CABLEADO ESTRUCTURADO",null,"0,00 %","0,00"]
[12872,"CONSTRUCCIÓN DE POZO DE MONITOREO ASTM D5092-04 (7m profundidad) (Medición de VOC´s in situ) ","UN","ENSAYOS DE LABORATORIO","860061089 - IDRD - PROYECCIÓN","19,00 %","$ 10.400.461,00","2022-02-02"]
[101678,"CONTACTOR 100044618 3RT 1025-1AN24 17AMP 220V","UN","EQUIPOS ESPECIALES","860061089 - IDRD - PROYECCIÓN","19,00 %","$ 270.206,01","2023-03-29"]
[12952,"CONTACTOR DE 110 V O 220 V  9 A","UN","PISCINAS","860061089 - IDRD - PROYECCIÓN","19,00 %","$ 87.892,00","2022-01-31"]
[12953,"CONTACTOR DE 110 V O 220 V 12 A","UN","PISCINAS","860061089 - IDRD - PROYECCIÓN","19,00 %","$ 93.725,00","2022-01-31"]
[12954,"CONTACTOR DE 110 V O 220 V 18 A ","UN","PISCINAS","860061089 - IDRD - PROYECCIÓN","19,00 %","$ 100.742,00","2022-01-31"]
[12955,"CONTACTOR DE 110 V O 220 V 20 A ","UN","PISCINAS","860061089 - IDRD - PROYECCIÓN","19,00 %","$ 147.868,00","2022-01-24"]
[12956,"CONTACTOR DE 110 V O 220 V 22 A ","UN","PISCINAS","860061089 - IDRD - PROYECCIÓN","19,00 %","$ 168.992,00","2022-01-24"]
[12957,"CONTACTOR DE 110 V O 220 V 25 A","UN","PISCINAS","860061089 - IDRD - PROYECCIÓN","19,00 %","$ 171.746,00","2022-01-31"]
[12958,"CONTACTOR DE 110 V O 220 V 30 A","UN","PISCINAS","860061089 - IDRD - PROYECCIÓN","19,00 %","$ 221.298,00","2022-01-31"]
[12959,"CONTACTOR DE 110 V O 220 V 32 A","UN","PISCINAS","860061089 - IDRD - PROYECCIÓN","19,00 %","$ 191.900,00","2022-01-31"]
[12960,"CONTACTOR DE 110 V O 220 V 40 A ","UN","PISCINAS","860061089 - IDRD - PROYECCIÓN","19,00 %","$ 192.587,01","2022-01-31"]
[104253,"CONTACTOR TRIPOLAR 32A AC BOBINA 220","UN","MEDIDORES","860061089 - IDRD - PROYECCIÓN","19,00 %","$ 145.128,00","2022-02-07"]
[104058,"Contactor3x70Ampx220V CHINT-Tripolar","UN","INST. ELECTRICAS",null,"0,00 %","0,00"]
[104044,"Contactor3x70Ampx220V Telemecanic","UN","INST. ELECTRICAS",null,"0,00 %","0,00"]
[104057,"Contactor3x70Ampx220V Telemecanic","UN","INST. ELECTRICAS",null,"0,00 %","0,00"]
[105992,"ContenedorLanzamientoPeso(Sum+Instal) IAAF","UN","MOBILIARIO PARQUES",null,"0,00 %","0,00"]
[103736,"CONTRAHUELLA EN LAMINA","UN","MOBILIARIO URBANO Y SEÑALIZAC.","860061089 - IDRD - PROYECCIÓN","19,00 %","$ 57.678,00","2023-03-29"]
[302,"CONTRAPASOS ESCALERA Vinisol .Inst PAVCO","ML","ENCHAPES,PISOS,ALFOMBRAS,PAPEL",null,"0,00 %","0,00"]
[107420,"CONTROL CENTRALIZADO ALÁMBRICO PROG. HORARIOS","UN","SISTEMAS VENTILACION",null,"0,00 %","0,00"]
[108201,"CONTROL CENTRALIZADO CON PANTALLA TACTIL","UN","SISTEMAS VENTILACION",null,"0,00 %","0,00"]
[104001,"Control de Alumbrado (S/Diagrama Unifilar)PALACIO","UN","INST. ELECTRICAS","860061089 - IDRD - PROYECCIÓN","19,00 %","$ 3.413.975,01","2023-03-24"]
[12962,"CONTROL DE NIVEL TARJETA WARRICK CONTROL ENCAPSULADO MODELO 26NMB1B0","UN","PISCINAS","860061089 - IDRD - PROYECCIÓN","19,00 %","$ 1.653.358,00","2022-01-31"]
[12961,"CONTROL DE NIVEL: TARJETA WARRICK CONTROL ENCAPSULADO MODELO 16MM1B0","UN","PISCINAS","860061089 - IDRD - PROYECCIÓN","19,00 %","$ 1.233.031,00","2022-01-31"]
[109026,"Control iluminacion piscina","UN","APARATOS ELECTRICOS",null,"0,00 %","0,00"]
[107355,"CONTROL INDIVIDUAL ALÁMBRICO CON PROGRAMACIÓN DE H","UN","SISTEMAS VENTILACION",null,"0,00 %","0,00"]
[100959,"Control Roedores(1servicio)Rodenticida Parafinado","UN","INFESTACIONES",null,"0,00 %","0,00"]
[108012,"Controlador + Lector HID (Prox) 125kHz HID","UN","APARATOS ELECTRICOS",null,"0,00 %","0,00"]
[107989,"Controlador Biometrico + Lector HID","UN","APARATOS ELECTRICOS",null,"0,00 %","0,00"]
[105943,"CONTROLADOR DE 4 ESTACIONES (rain bird) sim","UN","EQUIPOS ESPECIALES",null,"0,00 %","0,00"]
[101861,"Controlador de acceso de dos lectoras CDRC Cometas","UN","APARATOS ELECTRICOS","77777777777 - CONTRATO CONSULTORIA CEFE COMETAS","19,00 %","$ 2.544.129,00","2019-07-08"]
[102584,"Controlador Electrónico(para sistem.RiegoAutomátic","UN","ACCESORIOS HIDROSANITARIOS",null,"0,00 %","0,00"]
[107193,"Controlador lógico QSL-BMS-PKG + QSW-RPT-PP-A","UN","LAMPARAS",null,"0,00 %","0,00"]
[107996,"Controlador para domos PTZ HDCVI IP NKB1000","UN","APARATOS ELECTRICOS",null,"0,00 %","0,00"]
[107412,"CONTROLADOR PRINCIPAL 16UI/16UO","UN","SISTEMAS VENTILACION",null,"0,00 %","0,00"]
[107974,"Controlador PVA-4CR12","UN","APARATOS ELECTRICOS",null,"0,00 %","0,00"]
[101824,"ControlHorarioParaEquipos deVentilación","UN","SISTEMAS VENTILACION","77777777777 - CONTRATO CONSULTORIA CEFE COMETAS","19,00 %","$ 1.500.000,00","2019-04-09"]
[107222,"COPA 150L 1 x 3/4\"","UN","RED CONTRA INCENDIO","47874222222 - CONTRATO CONSULTORIA CDRC 1","19,00 %","$ 2.796,50","2020-01-08"]
[107257,"COPA 6 X 4\" RANURADA","UN","RED CONTRA INCENDIO",null,"0,00 %","0,00"]
[100066,"Copa acero al carbón Sch40  d= 10 \"x3\" **","UN","PERFILES Y DIVISIONES",null,"0,00 %","0,00"]
[100159,"Copa acero al carbón Sch40  d= 2 \"x1 1/2\" **","UN","PERFILES Y DIVISIONES",null,"0,00 %","0,00"]
[100079,"Copa acero al carbón Sch40  d= 3 \"x2\" **","UN","PERFILES Y DIVISIONES",null,"0,00 %","0,00"]
[100041,"Copa acero al carbón Sch40  d= 6 \"x2\" **","UN","PERFILES Y DIVISIONES",null,"0,00 %","0,00"]
[100158,"Copa acero al carbón Sch40  d= 6 \"x4\" **","UN","PERFILES Y DIVISIONES",null,"0,00 %","0,00"]
[100080,"Copa acero al carbón Sch80  d= 3 \"x2\" **","UN","PERFILES Y DIVISIONES",null,"0,00 %","0,00"]
[100081,"Copa acero al carbón Sch80  d= 8 \"x3\" **","UN","PERFILES Y DIVISIONES",null,"0,00 %","0,00"]
[100044,"Copa cobre  d= 2\" **","UN","PERFILES Y DIVISIONES",null,"0,00 %","0,00"]
[106333,"COPA CONCENTRICA ACERO CARBON SOLDAR 4”X2”","UN","RED CONTRA INCENDIO",null,"0,00 %","0,00"]
[106241,"COPA CONCENTRICA ACERO NEGRO ROSCAR 1 1/2”","UN","RED CONTRA INCENDIO",null,"0,00 %","0,00"]
[106242,"COPA CONCENTRICA ACERO NEGRO SOLDAR 3”X2”","UN","RED CONTRA INCENDIO",null,"0,00 %","0,00"]
[107254,"COPA EXCENTRICA 6 X 4\"","UN","RED CONTRA INCENDIO","47874222222 - CONTRATO CONSULTORIA CDRC 1","19,00 %","$ 235.025,00","2019-08-08"]
[108850,"Copa excentrica 8x6\"","UN","MISCELANEA",null,"0,00 %","0,00"]
[106243,"COPA EXCENTRICA ACERO NEGRO ROSCAR 3”X2”","UN","RED CONTRA INCENDIO",null,"0,00 %","0,00"]
[107712,"Copa Pvc  Presión- 3\"x4\"","UN","INST. HIDRAUL/SANIT. Y LAMINAS",null,"0,00 %","0,00"]
[107621,"Copa Pvc  Presión- 4\"x6\"","UN","INST. HIDRAUL/SANIT. Y LAMINAS",null,"0,00 %","0,00"]
[107574,"Copa Pvc  Presión- 6\"x8\"","UN","INST. HIDRAUL/SANIT. Y LAMINAS",null,"0,00 %","0,00"]
[12476,"Coraza Americana 1 1/4 Cefe Cometas","ML","TUBERIA",null,"19,00 %","$ 8.000,37","2019-09-30"]
[12761,"CORAZA AMERICANA 1 1/4¨","ML","INST. ELECTRICAS","860061089 - IDRD - PROYECCIÓN","19,00 %","$ 9.818,00","2022-01-28"]
[104103,"CORAZA AMERICANA 3/4\"","ML","INST. ELECTRICAS","860061089 - IDRD - PROYECCIÓN","19,00 %","$ 5.334,00","2022-01-27"]
[102644,"CORAZA DE 2\"","ML","INST. ELECTRICAS","860061089 - IDRD - PROYECCIÓN","19,00 %","$ 18.356,00","2022-06-06"]
[104174,"CORAZA LIQUID TAPE 3/4\"","ML","INST. ELECTRICAS",null,"0,00 %","0,00"]
[1897,"CORAZA METALICA  DE 2\"","ML","INST. ELECTRICAS",null,"0,00 %","0,00"]
[106157,"CORAZA TIPO AMERICANA  Ø 11/2\"","ML","TUBERIA","860061089 - IDRD - PROYECCIÓN","19,00 %","$ 9.589,00","2020-01-10"]
[105466,"CORAZA Y NEUMATICO  DE 4 LONAS PARA CRRETILLA","UN","FERRETERIA Y HERRAMIENTAS",null,"0,00 %","0,00"]
[102050,"Cordel para Competencia 12,5m CDR Cometas","UN","PISCINAS","77777777777 - CONTRATO CONSULTORIA CEFE COMETAS","19,00 %","$ 650.210,00","2019-07-09"]
[107464,"CORDEL PARA COMPETENCIA 25m piscina","UN","PISCINAS","562221312 - IDRD - VALOR CIO AJUSTADO","19,00 %","$ 4.247.919,00","2020-12-29"]
[107457,"CORDEL PARA COMPETENCIA 50m piscina","UN","PISCINAS",null,"0,00 %","0,00"]
[3182,"CORNISA DECORADA","ML","YESO",null,"0,00 %","0,00"]
[3181,"CORNISA MEDIACANA ATENAS","ML","YESO","860061089 - IDRD - PROYECCIÓN","19,00 %","$ 11.770,00","2022-06-07"]
[3183,"CORNISA PECHO DE PALOMA","ML","YESO",null,"0,00 %","0,00"]
[104110,"CORONA ANTIESCALATORIA DE SEGURIDAD","UN","INST. ELECTRICAS","6555555555 - IDRD - MENOR VALOR   DE COTIZACIONES","19,00 %","$ 113.050,00","2019-03-06"]
[106519,"CORREDERA METALICA (ZINC )  CAJON X 40CMS 40KG","UN","FERRETERIA",null,"0,00 %","0,00"]
[12837,"CORTA BALDOSA PROFESIONAL CON BALI- NERA 29\" (74 CM)","UN","HERRAMIENTA","860061089 - IDRD - PROYECCIÓN","19,00 %","$ 518.858,00","2022-01-26"]
[101437,"CORTA CIRCUIT IND.TRIP.AUT 25 KA120/240.50A 44-63A","UN","CAJAS, ARMARIOS, TABLEROS","860061089 - IDRD - PROYECCIÓN","19,00 %","$ 190.981,01","2020-01-10"]
[101436,"CORTA CIRCUIT. IND.TRIP.AUT25 KA120/240.80A 44-63A","UN","CAJAS, ARMARIOS, TABLEROS",null,"0,00 %","0,00"]
[1172,"CORTA CIRCUITO IND. 15 kv 100A","UN","CAJAS, ARMARIOS, TABLEROS",null,"0,00 %","0,00"]
[101440,"CORTA CIRCUITO IND.TRIP AUT.10 KA240V.20AEnchufabl","UN","CAJAS, ARMARIOS, TABLEROS",null,"0,00 %","0,00"]
[101439,"CORTA CIRCUITO IND.TRIP AUT.10 KA240V.30AEnchufabl","UN","CAJAS, ARMARIOS, TABLEROS",null,"0,00 %","0,00"]
[101438,"CORTA CIRCUITO IND.TRIP AUT25 KA120/240.40A 28-40A","UN","CAJAS, ARMARIOS, TABLEROS","860061089 - IDRD - PROYECCIÓN","19,00 %","$ 195.165,00","2020-01-10"]
[101441,"CORTA CIRCUITO MONOPOLAR. AUT.10 KA240V.20A**","UN","CAJAS, ARMARIOS, TABLEROS",null,"0,00 %","0,00"]
[3333,"CORTABALDOSA 400 MM","DD","EQUIPO ALQUILER Y MAQUINARIA","860061089 - IDRD - PROYECCIÓN","19,00 %","$ 16.061,00","2023-03-29"]
[739,"CORTACIRCUITO ATORN.1POL 20AMP   AVE","UN","CORTACIRCUITOS",null,"0,00 %","0,00"]
[2991,"CORTACIRCUITO ATORN.1POL 50AMP L/NEX","UN","CAJAS, ARMARIOS, TABLEROS",null,"0,00 %","0,00"]
[2992,"CORTACIRCUITO ATORN.2POL 20AMP L/NEX","UN","CORTACIRCUITOS",null,"0,00 %","0,00"]
[2994,"CORTACIRCUITO ATORN.2POL 50AMP L/NEX","UN","CORTACIRCUITOS",null,"0,00 %","0,00"]
[2995,"CORTACIRCUITO ATORN.3POL 20AMP L/NEX","UN","CORTACIRCUITOS",null,"0,00 %","0,00"]
[2996,"CORTACIRCUITO ATORN.3POL 30AMP L/NEX","UN","CORTACIRCUITOS",null,"0,00 %","0,00"]
[2997,"CORTACIRCUITO ATORN.3POL 50AMP L/NEX","UN","CORTACIRCUITOS",null,"0,00 %","0,00"]
[2980,"CORTACIRCUITO ENCH. 1POL 20AMP L/NEX","UN","CORTACIRCUITOS","860061089 - IDRD - PROYECCIÓN","19,00 %","$ 14.392,00","2023-03-28"]
[2981,"CORTACIRCUITO ENCH. 1POL 30AMP L/NEX","UN","CORTACIRCUITOS",null,"0,00 %","0,00"]
[2982,"CORTACIRCUITO ENCH. 1POL 50AMP L/NEX","UN","CORTACIRCUITOS",null,"0,00 %","0,00"]
[2983,"CORTACIRCUITO ENCH. 2POL 20AMP L/NEX","UN","CORTACIRCUITOS",null,"0,00 %","0,00"]
[2984,"CORTACIRCUITO ENCH. 2POL 30AMP L/NEX","UN","CORTACIRCUITOS",null,"0,00 %","0,00"]
[2985,"CORTACIRCUITO ENCH. 2POL 50AMP L/NEX","UN","CORTACIRCUITOS",null,"0,00 %","0,00"]
[2986,"CORTACIRCUITO ENCH. 3POL 20AMP L/NEX","UN","CORTACIRCUITOS",null,"0,00 %","0,00"]
[2987,"CORTACIRCUITO ENCH. 3POL 30AMP L/NEX","UN","CORTACIRCUITOS",null,"0,00 %","0,00"]
[2988,"CORTACIRCUITO ENCH. 3POL 50AMP L/NEX","UN","CORTACIRCUITOS",null,"0,00 %","0,00"]
[626,"CORTACIRCUITO IND. 2POL 30AMP  L/NEX","UN","CORTACIRCUITOS",null,"0,00 %","0,00"]
[447,"CORTACIRCUITO IND. 2POL 40AMP  L/NEX","UN","CORTACIRCUITOS",null,"0,00 %","0,00"]
[855,"CORTACIRCUITO IND. 3POL 25AMP  L/NEX","UN","CORTACIRCUITOS",null,"0,00 %","0,00"]
[648,"CORTACIRCUITO IND. 3POL 40AMP  L/NEX","UN","CORTACIRCUITOS",null,"0,00 %","0,00"]
[101699,"Cortacircuitos 15 KV-100A","UN","CONCRETOS","860061089 - IDRD - PROYECCIÓN","19,00 %","$ 207.943,00","2023-03-29"]
[101695,"Cortacircuitos 15 KV-100A+fusibles+tierra","UN","CONCRETOS",null,"0,00 %","0,00"]
[2993,"CORTACIRCUTO ATORN.2POL 30AMP L/NEX","UN","CORTACIRCUITOS",null,"0,00 %","0,00"]
[12838,"CORTADOR DE TUBO PVC HASTA 1-5/8\"","UN","FERRETERIA","860061089 - IDRD - PROYECCIÓN","19,00 %","$ 25.183,01","2022-01-29"]
[498,"CORTADORA CERAMICA KROM","UN","HERRAMIENTA","860.061.099.1 - IDRD","16,00 %","$ 439.900,00","2022-03-01"]
[103057,"CORTADORA CIRCULAR","DD","MISCELANEA",null,"0,00 %","0,00"]
[3239,"CORTADORA CONCRETO SIN DISCO","DD","EQUIPO ALQUILER Y MAQUINARIA",null,"0,00 %","0,00"]
[3240,"CORTADORA CONCRETO SIN DISCO","MES","EQUIPO ALQUILER Y MAQUINARIA",null,"0,00 %","0,00"]
[378,"CORTADORA DE LADRILLO GASOLINA (sin disco)","DD","EQUIPO ALQUILER Y MAQUINARIA","860061089 - IDRD - PROYECCIÓN","19,00 %","$ 32.732,00","2023-03-24"]
[1672,"CORTADORA DE LADRILLO MOTOR ELECTRICO (sin disco)","DD","EQUIPO ALQUILER Y MAQUINARIA","860061089 - IDRD - PROYECCIÓN","19,00 %","$ 32.333,00","2023-03-28"]
[103679,"CORTADORA DE LAMINA","DD","MISCELANEA",null,"0,00 %","0,00"]
[100936,"CORTADORA PAV. CONCRETO - Gasolina (sin disco)","DD","EQUIPO ALQUILER Y MAQUINARIA","860061089 - IDRD - PROYECCIÓN","19,00 %","$ 52.370,00","2023-03-24"]
[101241,"CORTADORA PAV. CONCRETO-Gasolina(sin disco)","MES","EQUIPO ALQUILER Y MAQUINARIA",null,"0,00 %","0,00"]
[102086,"Cortafrios Diagonal Aislado 1000V 6.1/4 Pulgadas","UN","FERRETERIA","860061089 - IDRD - PROYECCIÓN","19,00 %","$ 53.692,00","2022-01-29"]
[102087,"CORTAFRIOS PROF FRONTAL AISLADO 1000V 8 PULGADAS A","UN","FERRETERIA","860061089 - IDRD - PROYECCIÓN","19,00 %","$ 47.114,00","2022-01-29"]
[101447,"Cortasol Aerobrise 100 (Separac. 175mm) en Aluzinc","M2","CUBIERTAS","860061089 - IDRD - PROYECCIÓN","19,00 %","$ 475.438,00","2022-02-01"]
[101448,"Cortasol CeloscreenPanel Liso(Separ.120mm) Aluzinc","M2","CUBIERTAS",null,"0,00 %","0,00"]
[103410,"Cortasol Termobrise 150 Hunter Douglas**","M2","MISCELANEA",null,"0,00 %","0,00"]
[101074,"CortasolCeloscreen+RevestimiScreenPanelBMX2aEtapa","M2","FACHADAS","6555555555 - IDRD - MENOR VALOR   DE COTIZACIONES","19,00 %","$ 401.651,00","2019-03-09"]
[106470,"Cortassol Termobraise -150 + Estructura (Sum+Int)","M2","CUBIERTAS Y ACCESORIOS",null,"0,00 %","0,00"]
[103418,"CORTE  Y  BISELADO PARA GUARDAESCOBA","UN","ENCHAPES,PISOS,ALFOMBRAS,PAPEL",null,"0,00 %","0,00"]
[104207,"CORTE DE LAMINA POLICARBONATO CON RUTEADORA","ML","MOBILIARIO URBANO Y SEÑALIZAC.",null,"0,00 %","0,00"]
[9477,"CORTE DE NUCLEOS DE CONCRETO","UN","ENSAYOS DE LABORATORIO",null,"0,00 %","0,00"]
[102704,"CORTE DE PISO CORTADORA 1.0X0.30M GRANIT.SUBDIRECC","UN","Pisos",null,"0,00 %","0,00"]
[102462,"CORTE DE PLATINA (100X50CM)","UN","AGREGADOS CONCRETOS Y MORTEROS",null,"0,00 %","0,00"]
[102465,"CORTE DE PLATINA (10X10CM)","UN","AGREGADOS CONCRETOS Y MORTEROS",null,"0,00 %","0,00"]
[102464,"CORTE DE PLATINA (10X60CM)","UN","AGREGADOS CONCRETOS Y MORTEROS",null,"0,00 %","0,00"]
[102463,"CORTE DE PLATINA (30X64CM)","UN","AGREGADOS CONCRETOS Y MORTEROS",null,"0,00 %","0,00"]
[101271,"CORTE DE VARILLA LISA","KG","ENSAYOS DE LABORATORIO",null,"0,00 %","0,00"]
[103490,"CORTE EN CONCRETO(CORTAD.MANUAL HIDRAULIC)","CM","MISCELANEA",null,"0,00 %","0,00"]
[3587,"CORTE Y ENSAYO DE NUCLEOS","UN","ENSAYOS DE LABORATORIO",null,"0,00 %","0,00"]
[104856,"Cortina enrollable 2,10x2,50Coliseo Primero de May","UN","PERFILES",null,"0,00 %","0,00"]
[106654,"Cortina Enrollable Black out blanco  100% polieste","M2","MISCELANEA",null,"0,00 %","0,00"]
[106251,"COUPLING ACERO RANURADO FLEXIBLE 1\"","UN","RED CONTRA INCENDIO","66665555555 - IDRD - MEDIA ARITMETICA DE COTIZACIONES","19,00 %","$ 7.700,00","2020-01-20"]
[106252,"COUPLING ACERO RANURADO FLEXIBLE 3\"","UN","RED CONTRA INCENDIO",null,"0,00 %","0,00"]
[107151,"COUPLING ACERO RANURADO FLEXIBLE 8\"","UN","RED CONTRA INCENDIO",null,"0,00 %","0,00"]
[107155,"COUPLING ACERO RANURADO REGIDO 1 ¼\"","UN","RED CONTRA INCENDIO",null,"0,00 %","0,00"]
[106253,"COUPLING ACERO RANURADO REGIDO 1 ½\"","UN","RED CONTRA INCENDIO","555555555555 - IDRD - MEDIANA DE COTIZACIONES","19,00 %","$ 9.044,00","2020-01-20"]
[106254,"COUPLING ACERO RANURADO RIGIDO 2 \"","UN","RED CONTRA INCENDIO","860061089 - IDRD - PROYECCIÓN","19,00 %","$ 8.314,53","2020-01-14"]
[106255,"COUPLING ACERO RANURADO RIGIDO 2 ½\"","UN","RED CONTRA INCENDIO","860061089 - IDRD - PROYECCIÓN","19,00 %","$ 9.685,41","2020-01-14"]
[106180,"COUPLING ACERO RANURADO RIGIDO 3\"","UN","ACCESORIOS HIDROSANITARIOS","8956232 - IDRD - MEDIA ARMONICA COTIZACIONES","19,00 %","$ 12.054,00","2019-03-29"]
[106178,"COUPLING ACERO RANURADO RIGIDO 4\"","UN","ACCESORIOS HIDROSANITARIOS","860061089 - IDRD - PROYECCIÓN","19,00 %","$ 14.500,15","2020-01-14"]
[106176,"COUPLING ACERO RANURADO RIGIDO 6\"","UN","ACCESORIOS HIDROSANITARIOS","8956232 - IDRD - MEDIA ARMONICA COTIZACIONES","19,00 %","$ 25.377,00","2019-03-29"]
[107156,"COUPLING ACERO RANURADO RIGIDO 8\"","UN","RED CONTRA INCENDIO",null,"0,00 %","0,00"]
[106981,"COUPLING HIERRO FUNDIDO NH 1 2\"","UN","INST. HIDRAUL/SANIT. Y LAMINAS",null,"0,00 %","0,00"]
[106998,"COUPLING HIERRO FUNDIDO NH 1 3\"","UN","INST. HIDRAUL/SANIT. Y LAMINAS",null,"0,00 %","0,00"]
[107007,"COUPLING HIERRO FUNDIDO NH 1 4\"","UN","INST. HIDRAUL/SANIT. Y LAMINAS",null,"0,00 %","0,00"]
[108591,"CR1Accesorio Esquinero de 90grados + difusor","UN","MISCELANEA",null,"0,00 %","0,00"]
[108597,"CR2Accesorio Esquinero de 90grados + difusor","UN","MISCELANEA",null,"0,00 %","0,00"]
[108166,"Cristal 5+6+prlícula Lucernarios ycubiertas(Sum+In","M2","CUBIERTAS",null,"0,00 %","0,00"]
[2648,"CRISTAL MULTILAMINADO/NIVEL 1","M2","INSTALACIONES HOSPITALARIAS",null,"0,00 %","0,00"]
[105529,"CROMO TOTAL","UN","ENSAYOS DE LABORATORIO",null,"0,00 %","0,00"]
[106705,"Cruceta de 2.40m con abrazadera para 4 reflectores","UN","INST. ELECTRICAS","555555555555 - IDRD - MEDIANA DE COTIZACIONES","19,00 %","$ 280.245,00","2019-10-02"]
[104999,"CRUCETA DE MADERA DE 2 ML para transformador poste","UN","APARATOS ELECTRICOS","860061089 - IDRD - PROYECCIÓN","19,00 %","$ 254.610,00","2023-03-28"]
[3698,"CRUCETA MADERA INMUNIZ.  2.5","UN","MADERAS","860061089 - IDRD - PROYECCIÓN","19,00 %","$ 39.663,00","2022-02-10"]
[384,"CRUCETAS  LARGAS","DD","EQUIPO ALQUILER Y MAQUINARIA","860061089 - IDRD - PROYECCIÓN","19,00 %","$ 52,00","2023-03-28"]
[329,"CRUCETAS CORTAS","SMN","EQUIPO ALQUILER Y MAQUINARIA",null,"0,00 %","0,00"]
[31918,"CRUCETAS CORTAS","DD","EQUIPO ALQUILER Y MAQUINARIA","860061089 - IDRD - PROYECCIÓN","19,00 %","$ 56,00","2023-03-29"]
[105143,"CRYPTOSPORIDIUM PARVUM Análisis Aguas Superf. Pisc","UN","ACTIVIDADES ESPECIALES",null,"0,00 %","0,00"]
[101474,"CUADRILLA (OFICIAL+ AY ELECTRICO) + PREST(IDRD)HOR","HR","SUELDOS Y JORNALES","860.061.099.1 - IDRD","0,00 %","$ 20.838,00","2022-03-03"]
[101684,"Cuarto 10 m X 5 m a prueba de fuego x 3 horas","UN","APARATOS ELECTRICOS",null,"0,00 %","0,00"]
[883,"CUARTOBOCEL MEDIA CAÑA 2 x 2 x 2.80","ML","PISOS  Y GUARDAESCOBAS",null,"0,00 %","0,00"]
[2416,"CUARTON / DURMIENTE EN FLORMORADO (4X4X3M)","UN","MADERAS",null,"0,00 %","0,00"]
[104425,"CUARTON /DURMIENTE EN  ORDINARIO 4X4X3M","UN","MADERAS",null,"0,00 %","0,00"]
[2413,"CUARTON /DURMIENTE EN AMARILLO (4X4X3M)","UN","MADERAS",null,"0,00 %","0,00"]
[3746,"CUARTON OTOBO   4 x 2 x 3.00","UN","MADERAS",null,"0,00 %","0,00"]
[2420,"CUARTON OTOBO   4 x 3 x 3m","UN","MADERAS",null,"0,00 %","0,00"]
[2422,"CUARTON/DUEMIENTE EN  SAJO (4X4X3M)","UN","MADERAS",null,"0,00 %","0,00"]
[2412,"CUARTON/DURMIENTE EN  ABARCO (4X4X3M)","UN","MADERAS",null,"0,00 %","0,00"]
[108835,"Cub.Sand.333cAluzilis.poliur.30MMpint2Cara(Sum+Ins","M2","CUBIERTAS",null,"0,00 %","0,00"]
[100993,"Cub.Sand.Deck333CBand.lisaAisl.Polui30MM-Pint2C","M2","CUBIERTAS","860061089 - IDRD - PROYECCIÓN","19,00 %","$ 239.244,00","2023-03-29"]
[101451,"Cub.Sencilla.Deck333CAlumin-Pintura2Caras","M2","CUBIERTAS","860061089 - IDRD - PROYECCIÓN","19,00 %","$ 147.759,00","2023-03-29"]
[103704,"CUBEIRT SANDW 2 LAM CAL 26 FIBR VDR 38mm Sum+Inst","M2","CUBIERTAS Y ACCESORIOS",null,"0,00 %","0,00"]
[101707,"CUBIERT.POLICARB.ALVEOLAR10mm+CONECT+ASEG+TORN","M2","CUBIERTAS Y ACCESORIOS","860061089 - IDRD - PROYECCIÓN","19,00 %","$ 104.430,00","2022-02-01"]
[104596,"CUBIERTA Arq. Galv. 3.05","UN","CUBIERTAS Y ACCESORIOS","860061089 - IDRD - PROYECCIÓN","19,00 %","$ 95.957,99","2023-03-28"]
[99,"CUBIERTA Arq. Galv.3.05  color","UN","CUBIERTAS",null,"0,00 %","0,00"]
[159,"CUBIERTA Arq. Galv.3.66 ACESCO","UN","CUBIERTAS Y ACCESORIOS","860061089 - IDRD - PROYECCIÓN","19,00 %","$ 127.332,00","2023-03-28"]
[3483,"CUBIERTA ROYALCO","M2","CUBIERTAS",null,"0,00 %","0,00"]
[104783,"CUBIERTA SANDWICH FIBRA Aluzinc. Cal 26 sum","M2","CUBIERTAS","860061089 - IDRD - PROYECCIÓN","19,00 %","$ 174.944,01","2022-02-01"]
[105652,"CUBIERTA SANDWICH FIBRA Aluzinc. Cal 26 sum+Inst","M2","CUBIERTAS",null,"0,00 %","0,00"]
[3898,"CUBIERTA SANDWICH FIBRA GALV. cal.28","M2","CUBIERTAS",null,"0,00 %","0,00"]
[3187,"CUBIERTA SANDWICH ICOPOR ALUZINC cal.28","M2","CUBIERTAS",null,"0,00 %","0,00"]
[3897,"CUBIERTA SANDWICH ICOPOR GALV. cal.28","M2","CUBIERTAS",null,"0,00 %","0,00"]
[3903,"CUBIERTA SANDWICH POLIURET. ALUZINC cal.28","M2","CUBIERTAS",null,"0,00 %","0,00"]
[3902,"CUBIERTA SANDWICH POLIURET. GALV. cal.28","M2","CUBIERTAS",null,"0,00 %","0,00"]
[3907,"CUBIERTA SENCILLA ALUZINC cal.28  3.5m","M2","CUBIERTAS",null,"0,00 %","0,00"]
[3904,"CUBIERTA SENCILLA ALUZINC cal.28 2.5m","M2","CUBIERTAS",null,"0,00 %","0,00"]
[3905,"CUBIERTA SENCILLA GALV. cal.28 2.5m","M2","CUBIERTAS",null,"0,00 %","0,00"]
[3906,"CUBIERTA SENCILLA GALV. cal.28 3.5m","M2","CUBIERTAS",null,"0,00 %","0,00"]
[108164,"Cubierta Teja SanducheAcero Galv.Cal.26+lana roca","M2","CUBIERTAS",null,"0,00 %","0,00"]
[105984,"CubiertaBastidorFosoAguaPistaAtlet(Sum+Inst)IAAF","UN","INST. HIDRAUL/SANIT. Y LAMINAS",null,"0,00 %","0,00"]
[105820,"CubiertaStandingSeamSandwichCal.26-38mmcolorSum+in","M2","CUBIERTAS","860061089 - IDRD - PROYECCIÓN","19,00 %","$ 232.309,00","2023-03-28"]
[1044,"CUCHILLA MONOP. 400 A 15K","UN","CAJAS, ARMARIOS, TABLEROS",null,"0,00 %","0,00"]
[105519,"CUCHILLA PARA GUADAÑADORA DE 1” PARA TRABAJO LIVIA","UN","FERRETERIA Y HERRAMIENTAS",null,"0,00 %","0,00"]
[12833,"CUCHILLA PARA SIERRA CALADORA ","SET","FERRETERIA Y HERRAMIENTAS","860061089 - IDRD - PROYECCIÓN","19,00 %","$ 23.493,00","2022-01-29"]
[105950,"CUELLO CISNE 3” EN ACERO","UN","INST. HIDRAUL/SANIT. Y LAMINAS",null,"0,00 %","0,00"]
[107781,"CUELLO DE GANSO DE SOBRE MESA. ENCORE","UN","EQUIPOS PARA COCINA",null,"0,00 %","0,00"]
[107066,"CUERDA PARA IZAJE BOMBAS","UN","INST. HIDRAUL/SANIT. Y LAMINAS",null,"0,00 %","0,00"]
[107892,"CUERDAS PARA ENTRENAMIENTO","UN","MOBILIARIO URBANO Y SEÑALIZAC.",null,"0,00 %","0,00"]
[105442,"CUERPO DIFUSOR TAPA (Mant. Equip)","UN","MISCELANEA",null,"0,00 %","0,00"]
[2280,"CUMBRERA No. 1  220x90    3mm.","UN","ACCESORIOS CUBIERTA",null,"0,00 %","0,00"]
[2281,"CUMBRERA No. 2  150x204   3mm.","UN","ACCESORIOS CUBIERTA",null,"0,00 %","0,00"]
[1117,"CUNETA PARA VIAS  L= 1.00","UN","TUBERIA SUBT,REJILLAS,SUMIDER.",null,"0,00 %","0,00"]
[101387,"Cuneta Prefabricada Reves(0.30+0.10M)L=1.00M;H=10C","UN","TUBERIA SUBT,REJILLAS,SUMIDER.",null,"0,00 %","0,00"]
[107019,"CÚPULA CONCÉNTRICA EN ALUMINIO 8 x 4\"","UN","INST. HIDRAUL/SANIT. Y LAMINAS",null,"0,00 %","0,00"]
[108107,"CÚPULA CONCÉNTRICA EN ALUMINIO 8 x 6\"","UN","INST. HIDRAUL/SANIT. Y LAMINAS",null,"0,00 %","0,00"]
[2284,"CUPULA No.1     158x114   3mm.","UN","CUBIERTAS",null,"0,00 %","0,00"]
[2285,"CUPULA No.2     158x140   3mm.","UN","CUBIERTAS",null,"0,00 %","0,00"]
[2286,"CUPULA No.3     158x230   3mm.","UN","CUBIERTAS",null,"0,00 %","0,00"]
[1118,"CUPULA TRADICIONAL C-4\"x2\" Aluminio.","UN","TUBERIA SUBT,REJILLAS,SUMIDER.",null,"0,00 %","0,00"]
[645,"CURASEAL BLANCO       20 KILOS","KG","IMPERMEABIL.,ADITIVOS,QUIMICOS",null,"0,00 %","0,00"]
[100678,"CURASEAL Blanco 20Kg **","KG","ADITIVOS Y QUIMICOS",null,"0,00 %","0,00"]
[646,"CURASEAL TRANSPARENTE    20 Kg","KG","IMPERMEABIL.,ADITIVOS,QUIMICOS",null,"0,00 %","0,00"]
[103119,"CURVA  90° PVC   1\"","UN","TUBERIA","860061089 - IDRD - PROYECCIÓN","19,00 %","$ 523,01","2022-06-07"]
[104357,"CURVA  GALV  IMC 1 1/2\"","UN","INST. ELECTRICAS","860061089 - IDRD - PROYECCIÓN","19,00 %","$ 17.594,01","2022-12-21"]
[104068,"CURVA  GALV  IMC 3\"","UN","MISCELANEA","6555555555 - IDRD - MENOR VALOR   DE COTIZACIONES","19,00 %","$ 82.900,01","2020-12-29"]
[10659,"CURVA 4\"","UN","ACCESORIOS TUBERIA SUBTERRANEA","555555555555 - IDRD - MEDIANA DE COTIZACIONES","19,00 %","$ 31.000,00","2022-05-10"]
[106838,"CURVA 90°  EMT 3/4\"","UN","INST. ELECTRICAS","860061089 - IDRD - PROYECCIÓN","19,00 %","$ 2.093,00","2022-01-28"]
[106764,"CURVA 90° Ø 4\"  EN ACERO","UN","APARATOS ELECTRICOS","8956232 - IDRD - MEDIA ARMONICA COTIZACIONES","19,00 %","$ 144.374,00","2020-12-24"]
[100749,"CURVA CONDUIT 90° PVC   1 1/2\"","UN","TUBERIA","860061089 - IDRD - PROYECCIÓN","19,00 %","$ 13.145,00","2022-02-08"]
[756,"CURVA CONDUIT 90° PVC   2\"","UN","TUBERIA","8956232 - IDRD - MEDIA ARMONICA COTIZACIONES","19,00 %","$ 5.944,00","2023-03-16"]
[103185,"CURVA CONDUIT 90° PVC  1\"","UN","INST. ELECTRICAS","8956232 - IDRD - MEDIA ARMONICA COTIZACIONES","19,00 %","$ 3.831,00","2023-03-22"]
[103213,"CURVA CONDUIT 90° PVC 1/2\"CE**","UN","MISCELANEA",null,"0,00 %","0,00"]
[104354,"CURVA CONDUIT 90º  PVC 3/4\"","UN","INST. ELECTRICAS","860061099 - MEDIA ARMONICA","19,00 %","$ 2.074,00","2023-03-22"]
[104353,"CURVA CONDUIT 90º PVC 1 1/4\"","UN","MISCELANEA",null,"0,00 %","0,00"]
[104355,"CURVA CONDUIT 90º PVC 1/2\"","UN","INST. ELECTRICAS","860061099 - MEDIA ARMONICA","19,00 %","$ 1.253,00","2023-03-22"]
[103122,"CURVA EMT  1\"","UN","TUBERIA","860061089 - IDRD - PROYECCIÓN","19,00 %","$ 2.825,00","2022-06-07"]
[105193,"CURVA EMT 1/2\"","UN","INST. ELECTRICAS",null,"0,00 %","0,00"]
[105334,"CURVA EMT 2\"","UN","TUBERIA","860061089 - IDRD - PROYECCIÓN","19,00 %","$ 11.000,00","2022-06-07"]
[102470,"CURVA EMT 3\"","UN","TUBERIA","860.061.099.1 - IDRD","19,00 %","$ 44.889,00","2019-04-12"]
[106467,"CURVA EMT 4\"","UN","SUBESTACION","860061089 - IDRD - PROYECCIÓN","19,00 %","$ 125.046,00","2022-03-02"]
[104096,"CURVA GALV  IMC 2\"","UN","INST. ELECTRICAS","860061089 - IDRD - PROYECCIÓN","19,00 %","$ 44.192,99","2023-03-28"]
[104363,"CURVA GALV IMC  1\"","UN","MISCELANEA",null,"0,00 %","0,00"]
[104362,"CURVA GALV IMC 1 1/4\"","UN","MISCELANEA",null,"0,00 %","0,00"]
[104369,"CURVA GALV IMC 1/2\"","UN","MISCELANEA",null,"0,00 %","0,00"]
[104366,"CURVA GALV IMC 3/4\"","UN","MISCELANEA","860061089 - IDRD - PROYECCIÓN","19,00 %","$ 7.321,00","2022-06-10"]
[106785,"CURVA IMC - GALVANIZADA-  Ø 6\"","UN","APARATOS ELECTRICOS","860061089 - IDRD - PROYECCIÓN","19,00 %","$ 863.295,00","2022-01-28"]
[103252,"CURVA PVC CONDUIT CXE 45º 3/4\" **","UN","MISCELANEA",null,"0,00 %","0,00"]
[1109,"CURVO DE GRES 4\"         MOORE","UN","TUBERIA SUBT,REJILLAS,SUMIDER.",null,"0,00 %","0,00"]
[1110,"CURVO DE GRES 6\"         MOORE","UN","TUBERIA SUBT,REJILLAS,SUMIDER.",null,"0,00 %","0,00"]
[102332,"DAMPER CONTROL AIRE MANUAL28\"X10\"DCA01M CEFE COMET","UN","SISTEMAS VENTILACION","77777777777 - CONTRATO CONSULTORIA CEFE COMETAS","19,00 %","$ 109.999,99","2019-07-12"]
[102176,"DAMPER CONTROL AIRE MANUAL6\"X6\"DCA01M CEFE COMETAS","UN","SISTEMAS VENTILACION","77777777777 - CONTRATO CONSULTORIA CEFE COMETAS","19,00 %","$ 25.000,00","2019-07-12"]
[102178,"DAMPER CONTROL AIRE MANUAL8\"X6\"DCA01M CEFE COMETAS","UN","SISTEMAS VENTILACION","77777777777 - CONTRATO CONSULTORIA CEFE COMETAS","19,00 %","$ 29.500,00","2019-07-12"]
[102222,"DAMPER CONTROL AIRE ON/OFF48X28\"DCA01M CEFE CO","UN","SISTEMAS VENTILACION","77777777777 - CONTRATO CONSULTORIA CEFE COMETAS","19,00 %","$ 662.000,00","2019-07-12"]
[102179,"DAMPER CONTROL AIREMANUAL10\"X8\"DCA01M CEFE COMETAS","UN","SISTEMAS VENTILACION","77777777777 - CONTRATO CONSULTORIA CEFE COMETAS","19,00 %","$ 34.999,99","2019-07-12"]
[102180,"DAMPER CONTROL AIREMANUAL12\"X6\"DCA01M CEFE COMETAS","UN","SISTEMAS VENTILACION","77777777777 - CONTRATO CONSULTORIA CEFE COMETAS","19,00 %","$ 31.200,00","2019-07-12"]
[102221,"DAMPER CONTROL AIREMANUAL14\"X6\"DCA01M CEFE COMETAS","UN","SISTEMAS VENTILACION","77777777777 - CONTRATO CONSULTORIA CEFE COMETAS","19,00 %","$ 33.200,00","2019-07-12"]
[107147,"DÁMPER DE BALANCEO 25x25 CM","UN","SISTEMAS VENTILACION",null,"0,00 %","0,00"]
[107149,"DÁMPER DE BALANCEO 30x25 CM","UN","SISTEMAS VENTILACION",null,"0,00 %","0,00"]
[107152,"DÁMPER DE BALANCEO 30x30 CM","UN","SISTEMAS VENTILACION",null,"0,00 %","0,00"]
[107154,"DÁMPER DE BALANCEO 35x30 CM","UN","SISTEMAS VENTILACION",null,"0,00 %","0,00"]
[12456,"DÁMPER DE CONTROL DE AIRE CON MECANISMO MANUAL (DCM-01) (6\"x6\")    ","UN","SISTEMAS VENTILACION","77777777777 - CONTRATO CONSULTORIA CEFE COMETAS","19,00 %","$ 25.000,00","2019-09-27"]
[12459,"DÁMPER DE CONTROL DE AIRE CON MECANISMO MANUAL (DCM-02) (8\"x6\")    ","UN","SISTEMAS VENTILACION","77777777777 - CONTRATO CONSULTORIA CEFE COMETAS","19,00 %","$ 29.500,00","2019-09-24"]
[12460,"DÁMPER DE CONTROL DE AIRE CON MECANISMO MANUAL (DCM-03) (10\"x6\")    ","UN","SISTEMAS VENTILACION","77777777777 - CONTRATO CONSULTORIA CEFE COMETAS","19,00 %","$ 36.875,01","2019-09-24"]
[12461,"DÁMPER DE CONTROL DE AIRE CON MECANISMO MANUAL (DCM-04) (10\"x8\")    ","UN","SISTEMAS VENTILACION","77777777777 - CONTRATO CONSULTORIA CEFE COMETAS","19,00 %","$ 49.167,00","2019-09-24"]
[12462,"DÁMPER DE CONTROL DE AIRE CON MECANISMO MANUAL (DCM-05)  (10\"x10\")Suministro    ","UN","SISTEMAS VENTILACION","77777777777 - CONTRATO CONSULTORIA CEFE COMETAS","19,00 %","$ 61.458,00","2019-09-25"]
[12463,"DAMPER DE CONTROL DE AIRE CON MECANISMO MANUAL (DCM-06)  (16\"x10\") ","UN","SISTEMAS VENTILACION","77777777777 - CONTRATO CONSULTORIA CEFE COMETAS","19,00 %","$ 98.333,00","2019-09-25"]
[108906,"Damper manual de balanceo de 11\" x 4\"","UN","SISTEMAS VENTILACION","89585454444 - CONTRATO CONSULTORIA CDRC 2","19,00 %","$ 123.092,01","2019-10-07"]
[108902,"Damper manual de balanceo de 11\" x 8\"","UN","SISTEMAS VENTILACION",null,"0,00 %","0,00"]
[108900,"Damper manual de balanceo de 12\" x 5\"","UN","SISTEMAS VENTILACION",null,"0,00 %","0,00"]
[108899,"Damper manual de balanceo de 12\" x 6\"","UN","SISTEMAS VENTILACION",null,"0,00 %","0,00"]
[108898,"Damper manual de balanceo de 12\" x 8\"","UN","SISTEMAS VENTILACION",null,"0,00 %","0,00"]
[108889,"Damper manual de balanceo de 12\" x 9\"","UN","SISTEMAS VENTILACION",null,"0,00 %","0,00"]
[108873,"Damper manual de balanceo de 14\" x 12\"","UN","SISTEMAS VENTILACION",null,"0,00 %","0,00"]
[108887,"Damper manual de balanceo de 14\" x 8\"","UN","SISTEMAS VENTILACION",null,"0,00 %","0,00"]
[108874,"Damper manual de balanceo de 14\" x 9\"","UN","SISTEMAS VENTILACION",null,"0,00 %","0,00"]
[108871,"Damper manual de balanceo de 15\" x 10\"","UN","SISTEMAS VENTILACION",null,"0,00 %","0,00"]
[108872,"Damper manual de balanceo de 15\" x 12\"","UN","SISTEMAS VENTILACION",null,"0,00 %","0,00"]
[108870,"Damper manual de balanceo de 16\" x 10\"","UN","SISTEMAS VENTILACION",null,"0,00 %","0,00"]
[108869,"Damper manual de balanceo de 16\" x 9\"","UN","SISTEMAS VENTILACION",null,"0,00 %","0,00"]
[108868,"Damper manual de balanceo de 18\" x 10\"","UN","SISTEMAS VENTILACION",null,"0,00 %","0,00"]
[108867,"Damper manual de balanceo de 23\" x 12\"","UN","SISTEMAS VENTILACION",null,"0,00 %","0,00"]
[108793,"Damper manual de balanceo de 28\" x 14\"","UN","SISTEMAS VENTILACION",null,"0,00 %","0,00"]
[108788,"Damper manual de balanceo de 28\" x 15\"","UN","SISTEMAS VENTILACION",null,"0,00 %","0,00"]
[108865,"Damper manual de balanceo de 28\"x13\"","UN","SISTEMAS VENTILACION",null,"0,00 %","0,00"]
[108610,"DAMPER MANUAL L-D-25 12\"X6\"","UN","SISTEMAS VENTILACION",null,"0,00 %","0,00"]
[108620,"DAMPER MANUAL L-D-25 6\"X6\"","UN","SISTEMAS VENTILACION","89585454444 - CONTRATO CONSULTORIA CDRC 2","19,00 %","$ 99.400,00","2019-10-07"]
[108618,"DAMPER MANUAL L-D-25 8\"X6\"","UN","SISTEMAS VENTILACION","89585454444 - CONTRATO CONSULTORIA CDRC 2","19,00 %","$ 104.600,00","2019-10-07"]
["01264-1","Damper motorizado con actuador on-off (6\"x6\") Cefe Cometas-Suministro e instalación","UN","SISTEMAS VENTILACION","77777777777 - CONTRATO CONSULTORIA CEFE COMETAS","19,00 %","$ 832.000,00","2019-09-25"]
[12465,"Damper motorizado con actuador on-off (8\"x6\") Cefe Cometas. Suministro.","UN","SISTEMAS VENTILACION","77777777777 - CONTRATO CONSULTORIA CEFE COMETAS","19,00 %","$ 853.000,00","2019-09-25"]
[108907,"Damper motorizado con actuador on-off 26\"X12\"","UN","SISTEMAS VENTILACION",null,"0,00 %","0,00"]
[102143,"DamperControlAireOperaciónOn/Off(Dca-01-0)8\"x6\"","UN","SISTEMAS VENTILACION","77777777777 - CONTRATO CONSULTORIA CEFE COMETAS","19,00 %","$ 793.489,00","2019-07-08"]
[105497,"DBO (Demanda bioquimica de oxigeno)","UN","ENSAYOS DE LABORATORIO",null,"0,00 %","0,00"]
[105651,"Decapar (limpieza mecanica abrasiva)","M2","EQUIPOS PARA COCINA",null,"0,00 %","0,00"]
[106797,"Deck Liston WPC Macizo A=16cm ; E=2cm , L=3m","UN","Pisos","66665555555 - IDRD - MEDIA ARITMETICA DE COTIZACIONES","19,00 %","$ 83.207,00","2019-03-08"]
[104200,"DECK PLASTICO 40% MADER-60%PLASTIC;A-15CM-INTERIOR","M2","MISCELANEA","860061089 - IDRD - PROYECCIÓN","19,00 %","$ 1.031.201,00","2023-03-28"]
[106120,"Deck PlásticoImport.SobreponPolietil+Rampa(Sum+Ins","M2","Pisos",null,"0,00 %","0,00"]
[1744,"DECORAMA TIPO 2 PHILAAC 1201","GLN","Vinilos",null,"0,00 %","0,00"]
[105981,"DelimitadorAluminMovilPistaAtletismo(Sum+Ins)IAAF","ML","MOBILIARIO URBANO Y SEÑALIZAC.",null,"0,00 %","0,00"]
[9788,"DEMARCACION BALONCESTO - MICROFUTBOL","UN","PREFABRICADOS METALICOS",null,"0,00 %","0,00"]
[101790,"DEMARCACION EN DECO-SPORT BLANCO CANCHA DE TENIS**","M2","PREFABRICADOS METALICOS","8956232 - IDRD - MEDIA ARMONICA COTIZACIONES","19,00 %","$ 7.726,00","2022-06-06"]
[12815,"DEMARCACIÓN LACROSSE GRAMA COSIDA","ML","GRAMAS SINTETICAS",null,"0,00 %","0,00"]
[9489,"DEMARCACION SOBRE PAVIMENTO FLEXIBLE (ASFALTO)","UN","PREFABRICADOS METALICOS",null,"0,00 %","0,00"]
[107902,"DEPOSITO DANZAS. Altura 3,20 fondo 0,60","UN","MUEBLES ACCESORIOS",null,"0,00 %","0,00"]
[108952,"DERECHOS DE CONEXIÓN EAAB","UN","INST. HIDRAUL/SANIT. Y LAMINAS",null,"0,00 %","0,00"]
[108974,"Derechos de conexión GAS NATURAL","UN","INST. HIDRAUL/SANIT. Y LAMINAS",null,"0,00 %","0,00"]
[107102,"Derechos y legalización de redes","UN","EQUIPOS ESPECIALES",null,"0,00 %","0,00"]
[108767,"DERIVACION RED AEREA A SUBTERRANEA 11.4KV","UN","CAJAS, ARMARIOS, TABLEROS",null,"0,00 %","0,00"]
[108595,"DERIVADOR DE REFRIGERANTE VARIABLE TIPO T-JOINT CA","UN","SISTEMAS VENTILACION",null,"0,00 %","0,00"]
[108351,"DERIVADOR DE REFRIGERANTE VARIABLE TIPO Y-JOINT CA","UN","SISTEMAS VENTILACION",null,"0,00 %","0,00"]
[108592,"DERIVADOR DE REFRIGERANTE VARIABLE TIPO Y-JOINT CA","UN","SISTEMAS VENTILACION",null,"0,00 %","0,00"]
[108594,"DERIVADOR DE REFRIGERANTE VARIABLE TIPO Y-JOINT CA","UN","SISTEMAS VENTILACION",null,"0,00 %","0,00"]
[109033,"Dervivación en cruz uniones alambron","UN","INST. ELECTRICAS",null,"0,00 %","0,00"]
[550,"DESAGUE AUTOMATICO GRIVAL","UN","GRIFERIAS,APARATOS,ACCESORIOS",null,"0,00 %","0,00"]
[104502,"Desague con rejilla lavamanos Ref. 62-AA-210","UN","GRIFERIA","860061089 - IDRD - PROYECCIÓN","19,00 %","$ 43.991,00","2022-01-31"]
[2095,"DESAGUE ITALIANA Senc.Cr-Gris GRICOL","UN","GRIFERIAS,APARATOS,ACCESORIOS",null,"0,00 %","0,00"]
[101840,"DESAGUE ORINAL","UN","GRIFERIAS,APARATOS,ACCESORIOS",null,"0,00 %","0,00"]
[105053,"DESAGUE PUSH PLÁSTICO SIN REBOSE","UN","ACCESORIOS HIDROSANITARIOS",null,"0,00 %","0,00"]
[551,"DESAGUE SENCILLO INTEGRAL  rebose","UN","GRIFERIAS,APARATOS,ACCESORIOS","8956232 - IDRD - MEDIA ARMONICA COTIZACIONES","19,00 %","$ 11.085,00","2023-03-28"]
[101123,"DESARMADO DE  TORRE GRUA","UN","EQUIPO ALQUILER Y MAQUINARIA",null,"0,00 %","0,00"]
[104997,"DESCARGADOR DE SOBRETENSIÓN 12KV - 10KA","UN","APARATOS ELECTRICOS","860061089 - IDRD - PROYECCIÓN","19,00 %","$ 157.572,01","2023-03-28"]
[105609,"DESCARGADOR DE SOBRETENSIÓN TIPO CODO DE 15 kV (DP","UN","APARATOS ELECTRICOS",null,"0,00 %","0,00"]
[105531,"DESEMBUCHADORES","UN","ORNAMENTACION FORJADO",null,"0,00 %","0,00"]
[104888,"DESENGRASANTE HODROSOLVENTE (BIOBRIT)","GLN","Bases","860061089 - IDRD - PROYECCIÓN","19,00 %","$ 23.420,00","2023-03-28"]
[105152,"Desengrasante industrial x Galón","GLN","MISCELANEA","860061089 - IDRD - PROYECCIÓN","19,00 %","$ 41.514,01","2022-02-09"]
[104191,"DESENGRASANTE IXELL-COLPISA","GLN","PINTURAS",null,"0,00 %","0,00"]
[105430,"DESENRAIZADO DE ARBOLES ver descripcion tecnica","UN","JARDINERIA Y GRAMAS",null,"0,00 %","0,00"]
[105431,"DESENRAIZADO DE ARBOLES ver descripcion tecnica","UN","JARDINERIA Y GRAMAS",null,"0,00 %","0,00"]
[105432,"DESENRAIZADO DE ARBOLES ver descripcion tecnica","UN","JARDINERIA Y GRAMAS",null,"0,00 %","0,00"]
[100828,"Desgaste en la Máquina de los Angeles con trit. IGUAL A 100885","UN","ENSAYOS DE LABORATORIO","860061089 - IDRD - PROYECCIÓN","19,00 %","$ 144.199,00","2022-02-01"]
[108844,"Desinfección según especificaciones","GLN","MISCELANEA",null,"0,00 %","0,00"]
[102994,"Deslizadero en Fibra de Vidrio 2.40m.***","UN","MOBILIARIO URBANO Y SEÑALIZAC.","860061089 - IDRD - PROYECCIÓN","19,00 %","$ 306.294,00","2023-03-29"]
[102978,"Deslizadero en Fibra de Vidrio 4mts. **","UN","MOBILIARIO URBANO Y SEÑALIZAC.","860061089 - IDRD - PROYECCIÓN","19,00 %","$ 654.969,00","2023-03-29"]
[104265,"Deslizadero en Fibra de Vidrio 5Mts (Inc. Transp)","UN","MOBILIARIO URBANO Y SEÑALIZAC.","860061089 - IDRD - PROYECCIÓN","19,00 %","$ 1.228.509,99","2023-03-24"]
[103560,"Deslizadero en Fibra de vidrio Recorrido=3.00m","UN","MOBILIARIO URBANO Y SEÑALIZAC.","860061089 - IDRD - PROYECCIÓN","19,00 %","$ 393.914,00","2023-03-29"]
[107819,"DESLIZADOR DE BANDEJAS","UN","EQUIPOS PARA COCINA",null,"0,00 %","0,00"]
[647,"DESMOLDATOC 16 KILOS","KG","ADITIVOS Y QUIMICOS","860061089 - IDRD - PROYECCIÓN","19,00 %","$ 18.252,22","2020-01-14"]
[102695,"DESMONT.MUROS  DRY-WALLCON RETIRO.(A TODO COSTO)","M2","MISCELANEA",null,"0,00 %","0,00"]
[13058,"DESMONTE  EQ DE SISTEMAS DE VIDEOVIGILANCIA UBICADOS EN EL CAMPIN","UN","EQUIPOS ESPECIALES","860061089 - IDRD - PROYECCIÓN","19,00 %","$ 4.094.757,00","2022-01-27"]
[103721,"DESMONTE ACOPLE","UN","MISCELANEA",null,"0,00 %","0,00"]
[103321,"Desmonte de Silla Estadio","UN","MISCELANEA",null,"0,00 %","0,00"]
[103688,"DESMONTE E INSTALACIÒN PUERTAS VIDRIO TEMPLADO 10m","UN","MISCELANEA",null,"0,00 %","0,00"]
[102680,"Desmonte Puerta Batient.Aluminio.","UN","ACEROS,HIERROS/MALLAS,CERCHAS","860061089 - IDRD - PROYECCIÓN","19,00 %","$ 136.913,00","2022-06-07"]
[10742,"DESMONTE, PINTURA GENERAL Y ARREGLO, REPOSICION PIEZAS BIOSALUDABLES","UN","PINTURAS","8956232 - IDRD - MEDIA ARMONICA COTIZACIONES","19,00 %","$ 900.000,00","2022-08-18"]
[102679,"Desmonte,reubic, mto.PuertaDoblebAT.Aluminio.Bisag","UN","ACEROS,HIERROS/MALLAS,CERCHAS",null,"0,00 %","0,00"]
[102678,"Desmonte,reubic, mto.PuertaDobleVidrio+Zocal+cerra","UN","ACEROS,HIERROS/MALLAS,CERCHAS",null,"0,00 %","0,00"]
[102661,"Desmonte.Mod.divis.Med. Altura+paño2caras(S+I)","M2","PERFILES",null,"0,00 %","0,00"]
[104924,"DESNATADOR DE PISCINA   2\"","UN","IMPERMEABIL.,ADITIVOS,QUIMICOS",null,"0,00 %","0,00"]
[1257,"DESTORNILLADOR DE PALA,ESTRELLA","UN","HERRAMIENTA",null,"0,00 %","0,00"]
[106582,"DESTORNILLADOR ESTRELLA 1/4\" X 4\"","UN","FERRETERIA",null,"0,00 %","0,00"]
[106581,"DESTORNILLADOR ESTRELLA 6\" X ¼ (LARGO 150 mm)","UN","FERRETERIA","860061089 - IDRD - PROYECCIÓN","19,00 %","$ 15.843,01","2022-01-29"]
[488,"DESTORNILLADOR PALA 1/4\" X 6\" STANLEY O SIMILAR","UN","HERRAMIENTA",null,"0,00 %","0,00"]
[102088,"DESTORNILLADOR TESTER 100V - 500V 150 MM LARGO -MA","UN","FERRETERIA","860061089 - IDRD - PROYECCIÓN","19,00 %","$ 7.288,00","2022-01-29"]
[102979,"DESTORNILLADORES X 6 PIEZAS PALA Y  ESTRELLA","JGO","FERRETERIA Y HERRAMIENTAS",null,"0,00 %","0,00"]
[104824,"DESTRONCADO-PULIDA Y BRILLADO DE PISO(TODO COSTO)","M2","GRANITOS Y MARMOLINAS",null,"0,00 %","0,00"]
[103348,"Destronque, pulida y brillada piso granito cancha","M2","MISCELANEA",null,"0,00 %","0,00"]
[108685,"DETECTOR DE APERTURA","UN","MISCELANEA",null,"0,00 %","0,00"]
[108684,"DETECTOR DE APERTURA TIPO PESADO","UN","MISCELANEA",null,"0,00 %","0,00"]
[108689,"DETECTOR DE MOVIMENTO DE TECHO","UN","MISCELANEA",null,"0,00 %","0,00"]
[107952,"Detector Humo Fotoeléctrico analogo UL FM V-PS","UN","APARATOS ELECTRICOS",null,"0,00 %","0,00"]
[107955,"Detector Humo Temperatura analogo UL FM V-PHS","UN","APARATOS ELECTRICOS",null,"0,00 %","0,00"]
[108487,"DETECTOR OPTICO TERMICO","UN","MISCELANEA",null,"0,00 %","0,00"]
[108495,"DETECTOR TERMICO","UN","MISCELANEA",null,"0,00 %","0,00"]
[105696,"Diafragma MallaTriple Tors.Rec.PVCcal-10Hueco10x10","M2","MALLAS ELECTROSOLDADAS",null,"0,00 %","0,00"]
[102815,"DIAFRAGMA PARA FLUXOMETRO ELECTRONICO","UN","FERRETERIA","860061089 - IDRD - PROYECCIÓN","19,00 %","$ 88.625,00","2022-01-29"]
[3699,"DIAGONAL ANGULO RECTO 1 1/2\" x 3/16 x 1.40.","UN","MADERAS",null,"0,00 %","0,00"]
[105002,"DIAGONAL METALICA VARILLA T1 - Galv. montaje cruce","UN","APARATOS ELECTRICOS","860061089 - IDRD - PROYECCIÓN","19,00 %","$ 71.291,00","2023-03-28"]
[3705,"DIAGONAL VARILLA 77CM","UN","ACEROS Y HIERROS",null,"0,00 %","0,00"]
[108764,"Diamond brite, acabado de agregados de cuarzo expu","KG","Pisos",null,"0,00 %","0,00"]
[10628,"Diente de leon (Taraxacum officinale)","UN","ARBOLES Y PLANTAS","860061089 - IDRD - PROYECCIÓN","19,00 %","$ 3.423,00","2023-03-29"]
[12710,"DIFERENCIAL DE PRESION Y SENSOR DE HUMEDAD","UN","SISTEMAS VENTILACION","860061089 - IDRD - PROYECCIÓN","19,00 %","$ 840.851,00","2022-03-02"]
[109005,"Diferencial tipo AC 4 polos In: 40 A","UN","APARATOS ELECTRICOS",null,"0,00 %","0,00"]
[2336,"DIFUSOR DE SUMINISTRO 12x12","UN","INSTALACIONES HOSPITALARIAS",null,"0,00 %","0,00"]
[108915,"Difusor de suministro 3 vias 15\"x15\" con Dam Blanc","UN","SISTEMAS VENTILACION",null,"0,00 %","0,00"]
[2337,"DIFUSOR DE SUMINISTRO 9x9","UN","INSTALACIONES HOSPITALARIAS",null,"0,00 %","0,00"]
[108412,"DIFUSOR DE SUMINISTRO PARA GRANDES ALTURA DE 800 M","UN","SISTEMAS VENTILACION",null,"0,00 %","0,00"]
[108698,"Difusor de suministro tipo 2 conos,de 24\"x24\" cuel","UN","SISTEMAS VENTILACION",null,"0,00 %","0,00"]
[108905,"Difusor flujo laminar L-FL de 24\"x24\", cuello 16\"","UN","SISTEMAS VENTILACION",null,"0,00 %","0,00"]
[107157,"DIFUSOR LINEAL CON PLENUM AISLADO TIRO HORIZONTAL","UN","SISTEMAS VENTILACION",null,"0,00 %","0,00"]
[107165,"DIFUSOR LINEAL CON PLENUM AISLADO TIRO VERTICAL 16","UN","SISTEMAS VENTILACION",null,"0,00 %","0,00"]
[107168,"DIFUSOR LINEAL CON PLENUM AISLADO TIRO VERTICAL 32","UN","SISTEMAS VENTILACION",null,"0,00 %","0,00"]
[12455,"DIFUSOR LINEAL SISTEMA CONTINUO (5ft-3S-1/2\" - Ø6\") Suministro","UN","SISTEMAS VENTILACION","77777777777 - CONTRATO CONSULTORIA CEFE COMETAS","19,00 %","$ 172.500,02","2019-09-24"]
[12802,"difusor Referencia hardcore","UN","PINTURAS","860061089 - IDRD - PROYECCIÓN","19,00 %","$ 1.056,01","2022-01-31"]
[12801,"difusor Referencia New York cap","UN","PINTURAS","860061089 - IDRD - PROYECCIÓN","19,00 %","$ 1.056,01","2022-01-31"]
[12800,"difusor Referencia Skinny 94","UN","PINTURAS","860061089 - IDRD - PROYECCIÓN","19,00 %","$ 1.056,01","2022-01-31"]
[108611,"Difusor Sum Grandes Altura VDR-H-E1-800 MM","UN","SISTEMAS VENTILACION",null,"0,00 %","0,00"]
[108392,"DIFUSOR SUMINISTRO 4 VÍAS CON DAMPER DE 12\"X9\"","UN","SISTEMAS VENTILACION",null,"0,00 %","0,00"]
[108393,"DIFUSOR SUMINISTRO 4 VÍAS CON DAMPER DE 15\"X12\"","UN","SISTEMAS VENTILACION",null,"0,00 %","0,00"]
[108391,"DIFUSOR SUMINISTRO 4 VÍAS CON DAMPER DE 9\"X9\"","UN","SISTEMAS VENTILACION",null,"0,00 %","0,00"]
[108926,"Difusor tipo inyector aire mod L-SPP2, 8\"","UN","SISTEMAS VENTILACION",null,"0,00 %","0,00"]
[108590,"Difusor2viasL-AV2 con Damper de 15\"x12\"","UN","SISTEMAS VENTILACION",null,"0,00 %","0,00"]
[108587,"Difusor3viasL-AV3 con Damper de 15\"x12\"","UN","SISTEMAS VENTILACION",null,"0,00 %","0,00"]
[108606,"Difusor4viascon Damper de 24\"x24\"","UN","SISTEMAS VENTILACION",null,"0,00 %","0,00"]
[108583,"Difusor4viasL-AVS con Damper de 12\"x12\"","UN","SISTEMAS VENTILACION",null,"0,00 %","0,00"]
[108586,"Difusor4viasL-AVS con Damper de 15\"x15\"","UN","SISTEMAS VENTILACION","89585454444 - CONTRATO CONSULTORIA CDRC 2","19,00 %","$ 146.799,99","2019-10-04"]
[108581,"Difusor4viasL-AVS con Damper de 9\"x9\"","UN","SISTEMAS VENTILACION",null,"0,00 %","0,00"]
[12682,"DILATACION ALUMINIO U DE 1/2\" X 1/2\" 6MTS","ML","METALICOS",null,"19,00 %","$ 4.959,00","2020-01-23"]
[489,"DILATACION BRONCE ML","ML","FERRETERIA Y HERRAMIENTAS","8956232 - IDRD - MEDIA ARMONICA COTIZACIONES","19,00 %","$ 11.142,01","2023-03-22"]
[103124,"DILATACION EN COBRE (NO USAR)","ML","FERRETERIA Y HERRAMIENTAS",null,"0,00 %","0,00"]
[103228,"DILATACION EN Z 12MM PLASTICA  3.00 MTS","UN","FERRETERIA Y HERRAMIENTAS","860061089 - IDRD - PROYECCIÓN","19,00 %","$ 2.809,59","2020-01-13"]
[105046,"Dilatación Plástica A=2.4cm;E=.51cm L=2m","UN","FERRETERIA","8956232 - IDRD - MEDIA ARMONICA COTIZACIONES","19,00 %","$ 3.987,00","2023-03-22"]
[775,"DIMMER 500 W - 110V  ABITARE      AVE","UN","APARATOS ELECTRICOS",null,"0,00 %","0,00"]
[3211,"DIMMER 500 W - 110V  VOLARE","UN","APARATOS ELECTRICOS",null,"0,00 %","0,00"]
[3339,"DIMMER DE TOQUE SENC O CONM LUZ PIL MAX","UN","APARATOS ELECTRICOS",null,"0,00 %","0,00"]
[3068,"DIMMER DESL SENC 120V+TAPA MAX L/NEX","UN","APARATOS ELECTRICOS",null,"0,00 %","0,00"]
[1950,"DIMMER GIRATORIO DOBLE            L/NEX","UN","APARATOS ELECTRICOS",null,"0,00 %","0,00"]
[1963,"DIMMER GIRATORIO SENCILLO           L/NEX","UN","APARATOS ELECTRICOS",null,"0,00 %","0,00"]
[3363,"DIMMERS DESLIZ SENC 120V KORA L/NEX","UN","APARATOS ELECTRICOS",null,"0,00 %","0,00"]
[3364,"DIMMERS TOQUE SENC O CONM LUZ PIL KORA L/","UN","APARATOS ELECTRICOS",null,"0,00 %","0,00"]
[102543,"Director de Proyecto + Prest. Cat.-5**","MES","TARIFAS PROFESIONALES","860.061.099.1 - IDRD","0,00 %","$ 7.696.035,00","2022-01-24"]
[104018,"DISCO 9\"X1/8\" para corte de metal","UN","MISCELANEA","66665555555 - IDRD - MEDIA ARITMETICA DE COTIZACIONES","19,00 %","$ 10.700,00","2019-05-07"]
[102051,"DISCO ABRASIVO CORTE METAL 4 1/2 X 1/8 REF DW44820","UN","FERRETERIA","860061089 - IDRD - PROYECCIÓN","19,00 %","$ 5.334,00","2022-01-29"]
[102092,"DISCO ABRASIVO CORTE METAL 7 X 0.055 PULGADAS REF","UN","FERRETERIA","860061089 - IDRD - PROYECCIÓN","19,00 %","$ 7.437,00","2022-01-29"]
[102094,"DISCO ABRASIVO CORTE METAL 7 X 1/8 REF DW44840","UN","FERRETERIA","860061089 - IDRD - PROYECCIÓN","19,00 %","$ 8.397,00","2022-01-29"]
[107880,"DISCO BUMPER PLATE 10 LB","UN","MOBILIARIO URBANO Y SEÑALIZAC.",null,"0,00 %","0,00"]
[107881,"DISCO BUMPER PLATE 25 LB","UN","MOBILIARIO URBANO Y SEÑALIZAC.",null,"0,00 %","0,00"]
[107882,"DISCO BUMPER PLATE 35 LB","UN","MOBILIARIO URBANO Y SEÑALIZAC.",null,"0,00 %","0,00"]
[107883,"DISCO BUMPER PLATE 45 LB","UN","MOBILIARIO URBANO Y SEÑALIZAC.",null,"0,00 %","0,00"]
[3372,"DISCO CORTALADRILLO-ASF PTA. DIAMANTE 9\"","UN","HERRAMIENTA","860061089 - IDRD - PROYECCIÓN","19,00 %","$ 85.636,01","2023-03-29"]
[101786,"DISCO CORTE METAL 12\" X 1/8\"","UN","HERRAMIENTA",null,"0,00 %","0,00"]
[103067,"DISCO DE CORTE 41/2\" TRASLAPADO","UN","FERRETERIA","860061089 - IDRD - PROYECCIÓN","19,00 %","$ 3.677,00","2022-02-09"]
[103068,"DISCO DE CORTE 7\" (DISCOS PARA CORTAR METAL 7\" X 1","UN","MISCELANEA","860061089 - IDRD - PROYECCIÓN","19,00 %","$ 6.913,00","2022-02-09"]
[103154,"DISCO DE CORTE 9\" DIAMANT-SEGMENT-CONC.DURO","UN","FERRETERIA Y HERRAMIENTAS","8956232 - IDRD - MEDIA ARMONICA COTIZACIONES","19,00 %","$ 78.908,00","2023-03-22"]
[105156,"Disco de Secchi (Piscinas)","UN","PISCINAS","860061089 - IDRD - PROYECCIÓN","19,00 %","$ 286.231,00","2022-01-31"]
[101251,"DISCO DIAMANT.14\"CONCRETO REFORZADO**","UN","HERRAMIENTA","860061089 - IDRD - PROYECCIÓN","19,00 %","$ 637.921,00","2023-03-24"]
[101250,"DISCO DIAMANT.14\"CORTE ASFALTO ABRASIVO E=20MM","UN","HERRAMIENTA","860061089 - IDRD - PROYECCIÓN","19,00 %","$ 747.817,00","2023-03-29"]
[1259,"DISCO DIAMANTADO 14'' PARA CORTADORA LADRILLO","UN","HERRAMIENTA","860061089 - IDRD - PROYECCIÓN","19,00 %","$ 682.070,00","2023-03-24"]
[100969,"DISCO DIAMANTADO 4 1/2\" SEGMENTADO","UN","HERRAMIENTA","860061089 - IDRD - PROYECCIÓN","19,00 %","$ 26.099,00","2022-01-26"]
[104732,"DISCO DIAMANTADO 9\" ASFALTO","UN","FERRETERIA",null,"0,00 %","0,00"]
[490,"DISCO DIAMANTADO 9\" DIAMOND(Utilizar cio-103154)","UN","HERRAMIENTA",null,"0,00 %","0,00"]
[103186,"DISCO DIAMANTADO SEGMENTADO 7pg  BOSCH","UN","MISCELANEA",null,"0,00 %","0,00"]
[101637,"DISCO DIAMANTADO TURBO 7 PULGADAS","UN","FERRETERIA","860061089 - IDRD - PROYECCIÓN","19,00 %","$ 44.460,01","2022-01-29"]
[101870,"Disco duro 1 TB CDRC Cometas","UN","APARATOS ELECTRICOS","77777777777 - CONTRATO CONSULTORIA CEFE COMETAS","19,00 %","$ 650.000,00","2019-04-15"]
[107993,"DISCO DURO 6TB SATA 6 GB/S, 64MB","UN","APARATOS ELECTRICOS",null,"0,00 %","0,00"]
[102095,"DISCO MADERA 12 PULGADAS 60DIENTES REF DW03140","UN","FERRETERIA","860061089 - IDRD - PROYECCIÓN","19,00 %","$ 178.675,00","2022-01-29"]
[104731,"DISCO MULTIPROPÓSITO-9\"(CONC/ASFALTO) GROZ","UN","FERRETERIA",null,"0,00 %","0,00"]
[107888,"DISCO OLIMPICO RECUBIERTO 10 KG","UN","MOBILIARIO URBANO Y SEÑALIZAC.",null,"0,00 %","0,00"]
[107886,"DISCO OLIMPICO RECUBIERTO 2.5 KG","UN","MOBILIARIO URBANO Y SEÑALIZAC.",null,"0,00 %","0,00"]
[107889,"DISCO OLIMPICO RECUBIERTO 20 KG","UN","MOBILIARIO URBANO Y SEÑALIZAC.",null,"0,00 %","0,00"]
[107887,"DISCO OLIMPICO RECUBIERTO 5 KG","UN","MOBILIARIO URBANO Y SEÑALIZAC.",null,"0,00 %","0,00"]
[102096,"DISCO PARA MADERA 7-1/4 PULGADA 40 DIENTES B725A40","UN","FERRETERIA","860061089 - IDRD - PROYECCIÓN","19,00 %","$ 47.548,00","2022-01-29"]
[1258,"DISCO PARA METAL DE 9''  dewualt","UN","HERRAMIENTA",null,"0,00 %","0,00"]
[104002,"DISCO PARA PULIR MADERA VELCRO 5\" GRANO 120","UN","MISCELANEA",null,"0,00 %","0,00"]
[103988,"DISCO PARA SIERRA 10\" 80 DIENTES","UN","HERRAMIENTA",null,"0,00 %","0,00"]
[1553,"DISCO PARA SIERRA 24 dientes 7 1/4 BAUKER","UN","HERRAMIENTA",null,"0,00 %","0,00"]
[491,"DISCO REFRACTARIO T-1 9\"x 1/8\"","UN","HERRAMIENTA",null,"0,00 %","0,00"]
[102101,"DISCO SIERRA CIRCULAR ECO 184MM 7 1/4 PULGADAS 24D","UN","FERRETERIA","860061089 - IDRD - PROYECCIÓN","19,00 %","$ 42.001,00","2022-01-29"]
[1261,"DISCO ZIRCONIO CORTE METAL 9'' DEWALT","UN","HERRAMIENTA",null,"0,00 %","0,00"]
[104861,"DISEÑO ARQUITECT. PARQUE (<=30.000M2<40.000M2))","UN","TARIFAS Y SERVICIOS",null,"0,00 %","0,00"]
[101400,"DISEÑO ARQUITECT. PARQUE (<8000M2)","UN","TARIFAS Y SERVICIOS",null,"0,00 %","0,00"]
[104860,"DISEÑO ARQUITECT. PARQUE (>=20.000M2<30.000M2))","UN","TARIFAS Y SERVICIOS",null,"0,00 %","0,00"]
[104862,"DISEÑO ARQUITECT. PARQUE (>=40.000M2<50.000M2)","UN","TARIFAS Y SERVICIOS",null,"0,00 %","0,00"]
[101402,"DISEÑO ARQUITECT. PARQUE (10.000M2-20.000M2))","M2","TARIFAS Y SERVICIOS",null,"0,00 %","0,00"]
[104859,"DISEÑO ARQUITECT. PARQUE (10.000M2-20.000M2))","UN","TARIFAS Y SERVICIOS",null,"0,00 %","0,00"]
[101401,"DISEÑO ARQUITECT. PARQUE (8000M2-10000M2))","UN","TARIFAS Y SERVICIOS",null,"0,00 %","0,00"]
[101062,"DISEÑO ARQUITECTONICO PARA  PARQUE DE BARRIO","M2","TARIFAS Y SERVICIOS",null,"0,00 %","0,00"]
[9474,"DISEÑO DE MEZCLA ASFALTICA, MÉTODO","UN","ENSAYOS DE LABORATORIO",null,"0,00 %","0,00"]
[100894,"DISEÑO DE MEZCLAS ASFALTICAS, Mét. Marshall","UN","ENSAYOS DE LABORATORIO","555555555555 - IDRD - MEDIANA DE COTIZACIONES","19,00 %","$ 1.026.752,00","2019-07-10"]
[100911,"DISEÑO DE MEZCLAS DE CONCRETO","UN","ENSAYOS DE LABORATORIO","860061089 - IDRD - PROYECCIÓN","19,00 %","$ 555.192,00","2022-02-01"]
[100912,"Diseño de mezclas de mortero (1 agregado)","UN","ENSAYOS DE LABORATORIO","555555555555 - IDRD - MEDIANA DE COTIZACIONES","19,00 %","$ 393.691,00","2019-03-04"]
[9475,"DISEÑO DE MEZCLAS DE MORTERO. (CON 1","UN","ENSAYOS DE LABORATORIO",null,"0,00 %","0,00"]
[9476,"DISEÑO DE UNA MEZCLA DE HORMIGON","UN","ENSAYOS DE LABORATORIO",null,"0,00 %","0,00"]
[101060,"DISEÑO ELECTRICO PARA  PARQUE DE BARRIO","UN","TARIFAS Y SERVICIOS",null,"0,00 %","0,00"]
[101059,"DISEÑO ESTRUCT. OBRAS DE CONTENC. PARQUE DE BARRIO","UN","TARIFAS Y SERVICIOS",null,"0,00 %","0,00"]
[101398,"DISEÑO ESTRUCTURAL PARA  PARQUE DE BARRIO","UN","TARIFAS Y SERVICIOS",null,"0,00 %","0,00"]
[101061,"DISEÑO HIDRAULICO PARA  PARQUE DE BARRIO","UN","TARIFAS Y SERVICIOS",null,"0,00 %","0,00"]
[103559,"DISOLVENTE  VARSOL (No utilizar mas)","GLN","IMPERMEABIL.,ADITIVOS,QUIMICOS",null,"0,00 %","0,00"]
[104217,"DISOLVENTE D-20","GLN","PINTURAS",null,"0,00 %","0,00"]
[104220,"DISOLVENTE LENTO O RAPIDO (IXELL PLUS) **","GLN","MISCELANEA",null,"0,00 %","0,00"]
[1034,"DISOLVENTE PINTURA EPOXICA","GLN","PINTURAS","860061089 - IDRD - PROYECCIÓN","19,00 %","$ 48.584,00","2023-03-24"]
[104563,"DISOLVENTE PINTURA POLIURETANO (DUPONT)","GLN","PINTURAS",null,"0,00 %","0,00"]
[103059,"DISOLVENTE THINNER","GLN","PINTURAS","8956232 - IDRD - MEDIA ARMONICA COTIZACIONES","19,00 %","$ 26.010,00","2023-03-23"]
[100099,"Dispensad jabon Empotr Import 950cc Acer-In Push","UN","VARIOS","860061089 - IDRD - PROYECCIÓN","19,00 %","$ 108.320,00","2022-02-04"]
[100092,"Dispensador  jabon 1000 cc acero inoxidable **","UN","VARIOS",null,"0,00 %","0,00"]
[100093,"Dispensador  jabon 750 cc acero inoxidable **","UN","VARIOS",null,"0,00 %","0,00"]
[107817,"DISPENSADOR DE BEBIDAS FRÍAS","UN","EQUIPOS PARA COCINA",null,"0,00 %","0,00"]
[107311,"Dispensador de jabón acero inoxidable ref. 7065100","UN","GRIFERIAS,APARATOS,ACCESORIOS",null,"0,00 %","0,00"]
[12758,"DISPENSADOR GEL ANTIBACTERIAL PEDESTAL ACERO INOXIDABLE ","UN","ELEMENTOS DE SEGURIDAD","860061089 - IDRD - PROYECCIÓN","19,00 %","$ 226.219,00","2022-01-26"]
[12757,"DISPENSADOR GEL ANTIBACTERIAL PEDESTAL METÁLICO ","UN","ELEMENTOS DE SEGURIDAD","860061089 - IDRD - PROYECCIÓN","19,00 %","$ 154.733,00","2022-01-26"]
[100098,"Dispensador jabon de empotrar ABS 900cc **","UN","VARIOS",null,"0,00 %","0,00"]
[100096,"Dispensador jabon de empotrar acero inox 1200cc **","UN","VARIOS",null,"0,00 %","0,00"]
[100097,"Dispensador jabon de empotrar acero inox 700cc **","UN","VARIOS",null,"0,00 %","0,00"]
[100100,"Dispensador jabon de empotrar Polimero 950cc **","UN","VARIOS",null,"0,00 %","0,00"]
[100216,"Dispensador jabon empotrar acero cromado pico6\" **","UN","VARIOS",null,"0,00 %","0,00"]
[100095,"Dispensador jabon horizontal acero inox 1000cc **","UN","VARIOS",null,"0,00 %","0,00"]
[102427,"DISPENSADOR JABON MANOS LIB. 1-AA-RSD (sum+inst)","UN","GRIFERIAS,APARATOS,ACCESORIOS",null,"0,00 %","0,00"]
[100094,"Dispensador jabon sobreMeson acero inox 1000cc **","UN","VARIOS",null,"0,00 %","0,00"]
[100246,"Dispensador jabon sobreMeson acero inox 750cc **","UN","VARIOS",null,"0,00 %","0,00"]
[102717,"Dispensador jabon Vertical **","UN","VARIOS",null,"0,00 %","0,00"]
[100247,"Dispensador papel acero inoxidable AA-845**","UN","VARIOS","860061089 - IDRD - PROYECCIÓN","19,00 %","$ 183.196,00","2022-02-04"]
[100215,"Dispensador papel higienico 400 m cal 304 **","UN","VARIOS","860061089 - IDRD - PROYECCIÓN","19,00 %","$ 180.292,00","2022-02-04"]
[104311,"DispensadorAntiBact.BlancoBocherini(1 Botella)","UN","GRIFERIAS,APARATOS,ACCESORIOS",null,"0,00 %","0,00"]
[107313,"dispensadores de toallas de papel ref. 706150001 d","UN","GRIFERIAS,APARATOS,ACCESORIOS",null,"0,00 %","0,00"]
[100214,"DispensadorPapel higienico200/400m con llave Ac-In","UN","VARIOS",null,"0,00 %","0,00"]
[12865,"DISPOSICION DE MATERIAL DE MANTO ASFALTICO","KG","TARIFAS Y SERVICIOS","860061089 - IDRD - PROYECCIÓN","19,00 %","$ 1.089,00","2022-02-11"]
[10741,"DISPOSICION FINAL ASBESTO CEMENTO ","KG","CONCRETOS","8956232 - IDRD - MEDIA ARMONICA COTIZACIONES","19,00 %","$ 810,00","2022-08-18"]
[105575,"DISPOSITIVO PARA PROTECCION SOBRETENSION (DPS)CatA","UN","APARATOS ELECTRICOS","860061089 - IDRD - PROYECCIÓN","19,00 %","$ 1.328.175,01","2023-03-28"]
[105569,"DISPOSITIVO PARA PROTECCION SOBRETENSION (DPS)CatB","UN","APARATOS ELECTRICOS","860061089 - IDRD - PROYECCIÓN","19,00 %","$ 1.184.298,00","2022-06-07"]
[103654,"DISTANCIADOR DOBLE 1\"X3.5CM INC. EMPAQUES","UN","VIDRIOS Y ESPEJOS",null,"0,00 %","0,00"]
[100848,"Distanciometro","MES","EQUIPO ALQUILER Y MAQUINARIA",null,"0,00 %","0,00"]
[103750,"DIVAN TAPIZADO","UN","MISCELANEA",null,"0,00 %","0,00"]
[102660,"Divis.Mod.MixtaPañoCol+Vidrio4mmH=2.2+Sanblast(S+i","M2","PERFILES",null,"0,00 %","0,00"]
[102665,"Divisi.Modul.PisoTecho.lMixto+VidrioSanblast(S+I)","M2","PERFILES",null,"0,00 %","0,00"]
[102677,"DIVISION ALUMINIO piso-techo(Vidrio+SandBlasting)","M2","PERFILES Y DIVISIONES",null,"0,00 %","0,00"]
[993,"DIVISION ALUMINIO VIDRIO TEMPLADO BRONCE INST.","M2","PERFILES Y DIVISIONES",null,"0,00 %","0,00"]
[991,"DIVISION BAÑO AL. LAMINA PLAST(ACRILICA) SUM+ INST","M2","PERFILES Y DIVISIONES",null,"0,00 %","0,00"]
[103299,"DIVISION BAÑO VIDRIO TEMPL. 2 FIJOS 2 PUERTAS **","UN","MISCELANEA",null,"0,00 %","0,00"]
[103294,"DIVISION BAÑO VIDRIO TEMPL. 5 FIJOS 3 PUERTAS **","UN","MISCELANEA",null,"0,00 %","0,00"]
[103497,"DIVISION EN ACERO INOX.PARA BAÑO","M2","MISCELANEA",null,"0,00 %","0,00"]
[103313,"División media alt. mixta (paño vidrio) h=1.65 **","M2","MISCELANEA",null,"0,00 %","0,00"]
[102657,"DIVISION MEDIA ALT.H=1.20M PAÑO COLORES(Sum+Inst)","M2","PERFILES",null,"0,00 %","0,00"]
[102266,"DIVISION MEDIA ALTURA PAÑO COLOR(Sum+Inst)","M2","PERFILES",null,"0,00 %","0,00"]
[102658,"División Mod.Mixta Paño+Vidrio4mmH=1.0m(Sum+Inst)","M2","PERFILES",null,"0,00 %","0,00"]
[103295,"DIVISION ORINAL BAÑO VIDRIO TEMPLADO (SUM.INST) **","UN","MISCELANEA",null,"0,00 %","0,00"]
[102265,"DIVISION PISOTECHOVIDRIO-PAÑO(Sum+Inst) **","M2","PERFILES",null,"0,00 %","0,00"]
[103334,"División vidrio 8mm sandbl. 1mont 3 fijos 1 puerta","UN","MISCELANEA",null,"0,00 %","0,00"]
[101404,"DivisiónBañoLam12mm(herrajAceInox(1.80m)CefeCometa","M2","PUERTAS Y VENTANAS ALUM Y LAM","77777777777 - CONTRATO CONSULTORIA CEFE COMETAS","19,00 %","$ 1.074.738,00","2019-04-03"]
[103104,"Divisiones acero inox.Cal20cantilever baños(sum+In","M2","PERFILES Y DIVISIONES","860061089 - IDRD - PROYECCIÓN","19,00 %","$ 638.770,58","2020-01-14"]
[102038,"DivisiónSanit.CompactTipoPanelex Ref.Mediterraneo","M2","INST. HIDRAUL/SANIT. Y LAMINAS","77777777777 - CONTRATO CONSULTORIA CEFE COMETAS","19,00 %","$ 1.074.738,00","2019-06-21"]
[108593,"DL1Luminaria tipo Downlight redondo LED 7.9W 721lm","UN","MISCELANEA",null,"0,00 %","0,00"]
[108584,"DL2  Ø 19 cm x h 21 cm (Ref CALISTO 2B)","UN","MISCELANEA",null,"0,00 %","0,00"]
[108588,"DL3-Luminaria tipo cilindroPCB FORTIMO 12W 4000K","UN","LAMPARAS",null,"0,00 %","0,00"]
[102488,"DOBLADORA (Alquiler)","DD","EQUIPO ALQUILER Y MAQUINARIA","860061089 - IDRD - PROYECCIÓN","19,00 %","$ 211.651,00","2023-03-29"]
[103550,"DOBLADORA DE LÁMINA (Alquiler)","DD","MISCELANEA",null,"0,00 %","0,00"]
[107986,"Domo Antivandálico IP IPC-HDBW2320RN-ZS","UN","APARATOS ELECTRICOS",null,"0,00 %","0,00"]
[213,"DOMO CIRCULAR   0.80 DIAMETRO","UN","CUBIERTAS",null,"0,00 %","0,00"]
[214,"DOMO CIRCULAR   1.10 DIAMETRO","UN","CUBIERTAS",null,"0,00 %","0,00"]
[103343,"Domo circular acrílico 3mm D=0.76 (sum e inst) **","UN","MISCELANEA",null,"0,00 %","0,00"]
[2287,"DOMO Cuadr.BURBUJA 117x117 3mm","UN","CUBIERTAS",null,"0,00 %","0,00"]
[2288,"DOMO Cuadr.BURBUJA 65x65  3mm.","UN","CUBIERTAS",null,"0,00 %","0,00"]
[2289,"DOMO Cuadr.DIAMANT 117x117 3mm","UN","CUBIERTAS",null,"0,00 %","0,00"]
[2290,"DOMO Cuadr.DIAMANT 65x65  3mm.","UN","CUBIERTAS",null,"0,00 %","0,00"]
[2291,"DOMO Rect.BURBUJA 80x115  3mm.","UN","CUBIERTAS",null,"0,00 %","0,00"]
[2292,"DOMO Rect.DIAMANT 80x115  3mm.","UN","CUBIERTAS",null,"0,00 %","0,00"]
[12512,"DOTACIÓN EQUIPOS GIMNASIO - CEFE COMETAS","GL","MUEBLES ACCESORIOS","860061089 - IDRD - PROYECCIÓN","19,00 %","$ 982.682.521,00","2019-10-11"]
[104963,"DPS (TVSS) CATEGORIA - A   (25KA) 120 VOLTIOS","UN","MISCELANEA",null,"0,00 %","0,00"]
[107411,"DPS CLASE C 12 KA","UN","INST. ELECTRICAS",null,"0,00 %","0,00"]
[101882,"DPS POLIMÉRICO 15 KV 10 KA TIPO LÍNEA CDRC Cometas","UN","APARATOS ELECTRICOS","6555555555 - IDRD - MENOR VALOR   DE COTIZACIONES","19,00 %","$ 105.350,00","2019-09-26"]
[101668,"DPS tipo C 440/277V- modo común, 20KA ","UN","APARATOS ELECTRICOS","77777777777 - CONTRATO CONSULTORIA CEFE COMETAS","19,00 %","$ 1.671.145,00","2019-09-26"]
[103551,"DPS TIPO C TRIF.208V/120V-5 HILOS-80KAFASE-40KA NE","UN","APARATOS ELECTRICOS","860061089 - IDRD - PROYECCIÓN","19,00 %","$ 708.064,01","2022-06-07"]
[105498,"DQO (Demanda quimica de oxigeno)","UN","ENSAYOS DE LABORATORIO",null,"0,00 %","0,00"]
[101730,"Driver 120-277 Vac 24 Vdc - CometaCRDC","UN","LAMPARAS","77777777777 - CONTRATO CONSULTORIA CEFE COMETAS","19,00 %","$ 84.252,00","2019-04-09"]
[108598,"DRX150Driver de ULP150  para LED 150W de 6.3Amp","UN","MISCELANEA",null,"0,00 %","0,00"]
[108602,"DRX240 - Driver de ULP150  para LED 240W de 6.3","UN","MISCELANEA",null,"0,00 %","0,00"]
[3556,"DUCHA  2 LLAVES FRANCESA Conj.Mezc.GRICOL","UN","GRIFERIA",null,"0,00 %","0,00"]
[103640,"DUCHA ANTIVANDALICA COMPLETA","UN","GRIFERIAS,APARATOS,ACCESORIOS","860061089 - IDRD - PROYECCIÓN","19,00 %","$ 461.413,00","2023-03-28"]
[104299,"DUCHA ANTIVANDALICA CROMADA","UN","GRIFERIAS,APARATOS,ACCESORIOS","860061089 - IDRD - PROYECCIÓN","19,00 %","$ 375.373,01","2022-01-31"]
[2595,"DUCHA CHATEAU MONTICHELLO br                    MO","UN","GRIFERIA",null,"0,00 %","0,00"]
[2604,"DUCHA CHATEAU MONTICHELLO Cr 4\"","UN","GRIFERIA",null,"0,00 %","0,00"]
[2607,"DUCHA CHATEAU MONTICHELLO Cr 8\"","UN","GRIFERIA",null,"0,00 %","0,00"]
[2591,"DUCHA CHATEAU POSI TEMP Cr                    MOEN","UN","GRIFERIA",null,"0,00 %","0,00"]
[2558,"DUCHA CHATEAU POSI-TEMP","UN","GRIFERIA",null,"0,00 %","0,00"]
[107831,"DUCHA DE MESA CON SOPORTE A PARED","UN","EQUIPOS PARA COCINA",null,"0,00 %","0,00"]
[106580,"DUCHA ELÉCTRICA — 110V — 220 V","UN","FERRETERIA","860061089 - IDRD - PROYECCIÓN","19,00 %","$ 76.122,00","2022-01-29"]
[731,"DUCHA ELITE s/bañera GRIVAL","UN","GRIFERIA",null,"0,00 %","0,00"]
[887,"DUCHA FENIX GRIVAL","UN","GRIFERIA",null,"0,00 %","0,00"]
[888,"DUCHA FENIX s/bañera    GRIVAL","UN","GRIFERIA",null,"0,00 %","0,00"]
[559,"DUCHA GAVIOTA  GRIVAL","UN","GRIFERIA",null,"0,00 %","0,00"]
[563,"DUCHA GAVIOTA s/bañera  GRIVAL","UN","GRIFERIA",null,"0,00 %","0,00"]
[104683,"DUCHA HELVETIA  Cromada GRICOL","UN","GRIFERIA",null,"0,00 %","0,00"]
[3574,"DUCHA KRISTHAL Conj.Mezc.GRICOL","UN","GRIFERIA",null,"0,00 %","0,00"]
[899,"DUCHA LIS  s/bañera GRIVAL","UN","GRIFERIA",null,"0,00 %","0,00"]
[900,"DUCHA LIS GRIVAL","UN","GRIFERIA",null,"0,00 %","0,00"]
[553,"DUCHA LOIRA Crist.VENEc GRIVAL","UN","GRIFERIA",null,"0,00 %","0,00"]
[554,"DUCHA LOIRA EUROPA GRIVAL","UN","GRIFERIA",null,"0,00 %","0,00"]
[3569,"DUCHA MONOCROMADO Conj.Mezc.GRICOL","UN","GRIFERIA",null,"0,00 %","0,00"]
[560,"DUCHA PICIS GRIVAL","UN","GRIFERIA",null,"0,00 %","0,00"]
[2084,"DUCHA PLATINO Conj.Mezc. 8\" GRICOL","UN","GRIFERIA",null,"0,00 %","0,00"]
[901,"DUCHA PRISMA s/bañera GRIVAL","UN","GRIFERIA",null,"0,00 %","0,00"]
[557,"DUCHA PRISMA senc GRIVAL","UN","GRIFERIA",null,"0,00 %","0,00"]
[2097,"DUCHA TELEFONO Cl-Cr GRICOL","UN","GRIFERIA",null,"0,00 %","0,00"]
[3566,"DUCHA TELEFONO ITALIANA 8\"Cr GRICOL","UN","GRIFERIA",null,"0,00 %","0,00"]
[2076,"DUCHA URANO Conj.Mezc.8\"GRICOL","UN","GRIFERIA",null,"0,00 %","0,00"]
[103420,"DUCTO  PVC 3\" TDP CORRUGADO","ML","INST. ELECTRICAS",null,"0,00 %","0,00"]
[1160,"DUCTO 4\" (Tubo 4 M)MLC ETERNIT","ML","TUBERIA SUBT,REJILLAS,SUMIDER.",null,"0,00 %","0,00"]
[107662,"DUCTO CON FILTRO Y SILENCIADOR","UN","INST. ELECTRICAS",null,"0,00 %","0,00"]
[108694,"Ducto de poliisocianurato de 1\"","M2","SISTEMAS VENTILACION",null,"0,00 %","0,00"]
[103602,"DUCTO ELECTRICO DB 3\" L=6M NORMA ICONTEC","ML","INST. ELECTRICAS","860061089 - IDRD - PROYECCIÓN","19,00 %","$ 21.682,00","2023-03-28"]
[107654,"DUCTO EMT DE 1 1/4\", INCLUYE ACCESORIOS","ML","INST. ELECTRICAS","860061089 - IDRD - PROYECCIÓN","19,00 %","$ 9.875,00","2022-01-28"]
[107656,"DUCTO EN LÁMINA DE ACERO CR CALIBRE 14","ML","INST. ELECTRICAS",null,"0,00 %","0,00"]
[107519,"DUCTO IMC DE 3\", INCLUYE ACCESORIOS","ML","INST. ELECTRICAS",null,"0,00 %","0,00"]
[108904,"Ducto lámina fibra fono absorbente espesor 1 1/2\"","M2","SISTEMAS VENTILACION",null,"0,00 %","0,00"]
[108917,"Ducto Lamina galv Cal 18 Flanchado para campana","M2","SISTEMAS VENTILACION",null,"0,00 %","0,00"]
[108919,"Ducto Lamina galv Cal 24","UN","SISTEMAS VENTILACION",null,"0,00 %","0,00"]
[3740,"DUCTO METALICO S. DIVISORIO .30","UN","CABLEADO ESTRUCTURADO",null,"0,00 %","0,00"]
[107652,"DUCTO PVC DE 1/4\" TIPO PESADO","ML","INST. ELECTRICAS",null,"0,00 %","0,00"]
[108724,"Ducto salida de gases 10\"","ML","SISTEMAS VENTILACION",null,"0,00 %","0,00"]
[66,"DUCTO TEL.LIV.3\"(TUBO 6M)PAVCO","ML","TUBERIA",null,"0,00 %","0,00"]
[3516,"DUCTO VERT .80\"P/MANEJ.CABLE","UN","CABLEADO ESTRUCTURADO","860061089 - IDRD - PROYECCIÓN","19,00 %","$ 24.902,00","2020-01-09"]
[1709,"DUCTO VERTICAL DE 3X8","ML","INST. ELECTRICAS",null,"0,00 %","0,00"]
[108897,"Ductoglass metal 117*48-1\"","M2","SISTEMAS VENTILACION",null,"0,00 %","0,00"]
[107826,"DUCTOS ESPECIALES PARA CONEXIÓN CAMPANA 15\"","UN","EQUIPOS PARA COCINA",null,"0,00 %","0,00"]
[107809,"DUCTOS ESPECIALES PARA CONEXIÓN CAMPANA 20\"","UN","EQUIPOS PARA COCINA",null,"0,00 %","0,00"]
[12454,"Ductos para tensionimiento de vigas postenzadas","ML","ACEROS Y HIERROS","77777777777 - CONTRATO CONSULTORIA CEFE COMETAS","19,00 %","$ 108.470,88","2019-09-24"]
[101527,"DUCTOS TENSIONAMIENTO Anclaje Activo CEFE COMETAS","ML","ACEROS Y HIERROS","77777777777 - CONTRATO CONSULTORIA CEFE COMETAS","19,00 %","$ 10.847,00","2019-04-04"]
[148,"DURACUSTIC 5/8\" S/inst.  Fglas","M2","FIBRA DE VIDRIO",null,"0,00 %","0,00"]
[101371,"DURACUSTIC 5/8\" S/inst.Fglas Cielo Raso 1.25x0.605","UN","FIBRA DE VIDRIO",null,"0,00 %","0,00"]
[2501,"DURACUSTIC ROCKS Fglas","PLC","FIBRA DE VIDRIO",null,"0,00 %","0,00"]
[103666,"DURMIENTE .04mx.08m (3m)","ML","MISCELANEA",null,"0,00 %","0,00"]
[3278,"DURMIENTE ABARCO 4mx.(0.04mx0.04m)","ML","MADERAS",null,"0,00 %","0,00"]
[891,"DURMIENTE ORDINARIO  (4x4CM) L=3M","ML","MADERAS","8956232 - IDRD - MEDIA ARMONICA COTIZACIONES","19,00 %","$ 6.163,00","2023-03-17"]
[2665,"DURMIENTE ORDINARIO (0.04m x 0.04m) x 2.80 M.","ML","MADERAS",null,"0,00 %","0,00"]
[2666,"DURMIENTE ORDINARIO (4CMx4CM) L=6M","ML","MADERAS","555555555555 - IDRD - MEDIANA DE COTIZACIONES","19,00 %","$ 5.910,00","2023-03-17"]
[892,"DURMIENTE ORDINARIO (4x4CM) L=4M","ML","MADERAS","860061089 - IDRD - PROYECCIÓN","19,00 %","$ 2.619,00","2022-02-10"]
[101149,"DURMIENTE ORDINARIO (5x5CM) L=3M","ML","MADERAS","860061089 - IDRD - PROYECCIÓN","19,00 %","$ 3.957,00","2023-03-17"]
[101288,"DURMIENTE ORDINARIO 5Mx.04x.04","ML","MADERAS",null,"0,00 %","0,00"]
[104868,"DURMIENTE PINO SECO CEPILLADO (4X4CM) 3M","ML","MADERAS",null,"0,00 %","0,00"]
[103362,"Duro Panel concreto e=0.10m Titán","M2","PREFABRICADOS",null,"0,00 %","0,00"]
[109052,"DVR  CAMARAS 2 MP  32 CANALES  1080P 2MP","UN","INST. ELECTRICAS",null,"0,00 %","0,00"]
[3073,"DYMONIC FC Sellante Blanco (300 CM3)","CARTU","ADITIVOS Y QUIMICOS",null,"0,00 %","0,00"]
[108655,"ECLYPSE-ANTENA PARA CONTROL 400PIES","UN","MISCELANEA",null,"0,00 %","0,00"]
[105909,"Eje central grif. presmatic (lavam,orinal, ducha)","UN","MISCELANEA",null,"0,00 %","0,00"]
[106466,"Eje de 3/4\" L=15cm Pintura Electrost.Biosaludable","UN","MOBILIARIO PARQUES",null,"0,00 %","0,00"]
[13118,"EJERCITADOR BRAZOS ASCENDENTE - EQUIPO INCLUYENTE (SUMINISTRO)","UN","MOBILIARIO PARQUES","860061089 - IDRD - PROYECCIÓN","19,00 %","$ 8.367.265,00","2022-12-22"]
[13115,"EJERCITADOR BRAZOS DESCENDENTES - EQUIPO INCLUYENTE (SUMINISTRO)","UN","MOBILIARIO PARQUES","860061089 - IDRD - PROYECCIÓN","19,00 %","$ 8.367.265,00","2022-12-22"]
[13119,"EJERCITADOR DE PIERNAS - EQUIPO INCLUYENTE (SUMINISTRO)","UN","MOBILIARIO PARQUES","860061089 - IDRD - PROYECCIÓN","19,00 %","$ 8.367.265,00","2022-12-22"]
[13117,"EJERCITADOR MIEMBROS SUPERIORES - EQUIPO INCLUYENTE (SUMINISTRO)","UN","MOBILIARIO PARQUES","860061089 - IDRD - PROYECCIÓN","19,00 %","$ 8.367.265,00","2022-12-22"]
[13120,"EJERCITADOR PANTORRILLA Y GLUTEOS - EQUIPO INCLUYENTE (SUMINISTRO)","UN","MOBILIARIO PARQUES","860061089 - IDRD - PROYECCIÓN","19,00 %","$ 8.367.265,00","2022-12-22"]
[13116,"EJERCITADOR PECTORAL - EQUIPO INCLUYENTE (SUMINISTRO)","UN","MOBILIARIO PARQUES","860061089 - IDRD - PROYECCIÓN","19,00 %","$ 8.367.265,00","2022-12-22"]
[100140,"Elaboracion rosca tuberia entre 2\"  y 3\" **","UN","REGISTROS Y CHEQUES",null,"0,00 %","0,00"]
[100141,"Elaboracion rosca tuberia entre 3\"  y 4\" **","UN","REGISTROS Y CHEQUES",null,"0,00 %","0,00"]
[100139,"Elaboracion rosca tuberia entre 3/8\"  y 2\" **","UN","REGISTROS Y CHEQUES",null,"0,00 %","0,00"]
[104252,"ELECTROBOMBA 10HP-TRIFAS.ALTA PRES. 3\"SUCC 3\"DESC","UN","MISCELANEA",null,"0,00 %","0,00"]
[108015,"Electroimán de 600 lb","UN","APARATOS ELECTRICOS",null,"0,00 %","0,00"]
[101863,"Electroimán de 600 lb CDRC Cometas","UN","APARATOS ELECTRICOS","77777777777 - CONTRATO CONSULTORIA CEFE COMETAS","19,00 %","$ 394.329,00","2019-07-08"]
[106391,"ELECTROVALVULA SELENOIDE BRONCE Normalmente Cerrad","??","GRIFERIAS,APARATOS,ACCESORIOS",null,"0,00 %","0,00"]
[109101,"Electroválvulas 1\" 120 V  incluyendo By-Pass","UN","MISCELANEA",null,"0,00 %","0,00"]
[107379,"Elemento marcación en lámina galvanizada de 2mm. D","UN","AVISOS Y VALLAS",null,"0,00 %","0,00"]
[107380,"Elemento marcación en lámina galvanizada de 2mm. D","UN","AVISOS Y VALLAS",null,"0,00 %","0,00"]
[108449,"Elemento marcación lámina galv 2mm 0,40 x1.6 x0.15","UN","AVISOS Y VALLAS",null,"0,00 %","0,00"]
[108448,"Elemento marcación lámina galvani 2mm 0,42 x 0,1 m","UN","AVISOS Y VALLAS",null,"0,00 %","0,00"]
[3275,"ELEMENTOS DE FIJACION TEJA CINDU","UN","CUBIERTAS Y ACCESORIOS","860061089 - IDRD - PROYECCIÓN","19,00 %","$ 793,00","2023-03-28"]
[101145,"ELEMENTOS DE SEGURIDAD(Casc+visor+masc+guant)","UN","EQUIPO DE SEGURIDAD INDUSTRIAL",null,"0,00 %","0,00"]
[108819,"ELEMENTOS EN MAMPOSTERIA Insumo Global CDRC","GL","MISCELANEA",null,"0,00 %","0,00"]
[101216,"Elementos fijacion Archivador**","UN","CUBIERTAS Y ACCESORIOS",null,"0,00 %","0,00"]
[100750,"elementos fijacion bandit**","ML","CUBIERTAS Y ACCESORIOS",null,"0,00 %","0,00"]
[102707,"Elementos Varios Repar.Juego Madera**","UN","CUBIERTAS Y ACCESORIOS",null,"0,00 %","0,00"]
[103709,"ELEMNTOS DE FIJACION PARA ARGOLLA EN ALUMNIO","UN","MISCELANEA",null,"0,00 %","0,00"]
[2632,"ELEVADOR  1000 KILOS","MES","EQUIPO ALQUILER Y MAQUINARIA",null,"0,00 %","0,00"]
[3565,"ELEVADOR  250 KILOS","MES","EQUIPO ALQUILER Y MAQUINARIA",null,"0,00 %","0,00"]
[105687,"ELEVADOR CAMARA DE INSPECCIÓN(600)600X1750MM","UN","INST. HIDRAUL/SANIT. Y LAMINAS",null,"0,00 %","0,00"]
[3830,"ELEVADOR GAS DE ½\"","UN","INST. DE GAS",null,"0,00 %","0,00"]
[108853,"ELEVADOR RED MEDIA PRESION","UN","MISCELANEA",null,"0,00 %","0,00"]
[12514,"ELIPTICA OSX ACTIVATE SERIES (Eliptica Life Fitness- Activie Series) CARDIO","UN","DOTACION GIMNASIOS CEFE","125457845 - FITNESS MARKET","19,00 %","$ 23.714.618,00","2019-10-21"]
[107839,"ELIPTICO (Elliptical E1x-03)","UN","MOBILIARIO URBANO Y SEÑALIZAC.",null,"0,00 %","0,00"]
[108616,"EM1Luminaria de emergencia 142 x 142 x 39 - Flujo","UN","LAMPARAS",null,"0,00 %","0,00"]
[108614,"EM2Luminaria 142 x 142 x 39 - Flujo 170lm 2 LEDx3W","UN","LAMPARAS",null,"0,00 %","0,00"]
[108619,"EM3 Luminaria de emergencia LED 3W","UN","MISCELANEA",null,"0,00 %","0,00"]
[108621,"EM4Luminaria 328 x 125 x 57- Flujo Luminoso200lm.","UN","LAMPARAS",null,"0,00 %","0,00"]
[108622,"EM5Luminaria 370 x 243x191-Flujo Luminoso 2070lm","UN","LAMPARAS",null,"0,00 %","0,00"]
[108623,"EM6Luminaria 150lm Para alturas de 4m","UN","LAMPARAS",null,"0,00 %","0,00"]
[306,"EMEFLEX MOZAICO INST.","M2","ENCHAPES,PISOS,ALFOMBRAS,PAPEL",null,"0,00 %","0,00"]
[103577,"EMPALME 500 Amp 3M subterráneo","UN","CABLES",null,"0,00 %","0,00"]
[101418,"Empalme de Resina Sumergible  **","JGO","CABLES",null,"0,00 %","0,00"]
[104318,"Empalme en Derivación 91B1 (Juego x 2 Unidades)","JGO","LAMPARAS","860061089 - IDRD - PROYECCIÓN","19,00 %","$ 171.639,00","2023-03-24"]
[102395,"EMPALME EN DERIVACIÓN 91B2 (Juego x 2)","JGO","INST. ELECTRICAS","66665555555 - IDRD - MEDIA ARITMETICA DE COTIZACIONES","19,00 %","$ 24.601,00","2019-07-29"]
[102625,"Empalme para afloramiento de 3\" **","UN","CABLES",null,"0,00 %","0,00"]
[101535,"EmpalmeBT1000Vconresina91-B1x2 3Mosuperio(NO USAR)","JGO","CABLES",null,"0,00 %","0,00"]
[107263,"EMPAQUE DE ASBESTO 1\" X 1/8\"","ML","SISTEMAS VENTILACION",null,"0,00 %","0,00"]
[107211,"EMPAQUE DE CAUCHO 1\" X 1/8\"","ML","SISTEMAS VENTILACION","47874222222 - CONTRATO CONSULTORIA CDRC 1","19,00 %","$ 3.500,00","2019-07-04"]
[104206,"EMPAQUE DE CAUCHO NEOPRENO 1\"X3MM","ML","FERRETERIA Y HERRAMIENTAS","555555555555 - IDRD - MEDIANA DE COTIZACIONES","19,00 %","$ 8.056,00","2023-03-22"]
[100065,"Empaque Flexitalico d=10\" **","UN","GRIFERIAS,APARATOS,ACCESORIOS","860061089 - IDRD - PROYECCIÓN","19,00 %","$ 29.537,00","2022-01-31"]
[100052,"Empaque Flexitalico d=6\" **","UN","GRIFERIAS,APARATOS,ACCESORIOS","860061089 - IDRD - PROYECCIÓN","19,00 %","$ 16.677,01","2022-01-31"]
[100064,"Empaque Flexitalico d=8\" **","UN","GRIFERIAS,APARATOS,ACCESORIOS","860061089 - IDRD - PROYECCIÓN","19,00 %","$ 22.749,00","2022-01-31"]
[12896,"Empaque silicona unión garrafas Ekomuro","UN","INST. HIDRAUL/SANIT. Y LAMINAS","860061089 - IDRD - PROYECCIÓN","19,00 %","$ 4.400,00","2023-03-21"]
[102483,"Empaques Asiento de Fibra Lona Columpio **","JGO","GRIFERIAS,APARATOS,ACCESORIOS",null,"0,00 %","0,00"]
[1717,"EMPRADIZACION con pasto kikuyo","M2","AGREGADOS CONCRETOS Y MORTEROS",null,"0,00 %","0,00"]
[104472,"EMULSIÓN ASFALT.SIKA(CUBIERTAS/TERRAZAS) 200KG","UN","IMPERMEABILIZANTES",null,"0,00 %","0,00"]
[663,"EMULSION ASFALTICA    SIKA 18 KILOS","KG","IMPERMEABILIZANTES","860061089 - IDRD - PROYECCIÓN","19,00 %","$ 10.826,00","2023-03-28"]
[3186,"EMULSION ASFALTICA  -SIKA- 3.5 Kg","UN","IMPERMEABILIZANTES","860061089 - IDRD - PROYECCIÓN","19,00 %","$ 49.602,00","2023-03-24"]
[103080,"EMULSION ASFALTICA (CRL-0)**","M2","IMPERMEABILIZANTES",null,"0,00 %","0,00"]
[101256,"EMULSION ASFALTICA (CRL-1)Imprimacion-Via+Transp","KG","IMPERMEABILIZANTES","860061089 - IDRD - PROYECCIÓN","19,00 %","$ 3.972,01","2023-03-24"]
[101257,"EMULSION ASFALTICA (CRR-1)Riego de Liga-Sellos+Tra","KG","IMPERMEABILIZANTES","8956232 - IDRD - MEDIA ARMONICA COTIZACIONES","19,00 %","$ 3.399,00","2023-03-31"]
[102574,"EMULSION ASFALTICA (En frio)CANEC. 55GLNS.","LT","IMPERMEABILIZANTES","8956232 - IDRD - MEDIA ARMONICA COTIZACIONES","19,00 %","$ 3.510,00","2023-03-31"]
[3317,"EMULSION ASFALTICA CRL-1 (IMPRIMANTE)","M2","PAVIMENTOS","860061089 - IDRD - PROYECCIÓN","19,00 %","$ 3.020,01","2023-03-29"]
[104864,"EMULSION ASFALTICA ED 9 / 55 GLN.","CANEC","IMPERMEABILIZANTES",null,"0,00 %","0,00"]
[661,"EMULSION ASFALTICA ED-9","GLN","ASFALTO","860061089 - IDRD - PROYECCIÓN","19,00 %","$ 25.989,01","2023-03-28"]
[662,"EMULSION ASFALTICA EMULSION  PLASTICA","GLN","ASFALTO","860061089 - IDRD - PROYECCIÓN","19,00 %","$ 30.916,00","2023-03-28"]
[3060,"EMULSION PX-900 / 5 GLN        Fglas","CANEC","IMPERMEABILIZANTES",null,"0,00 %","0,00"]
[3062,"EMULSION PX-900 / 55 GLN        Fglas","CANEC","IMPERMEABILIZANTES",null,"0,00 %","0,00"]
[102620,"ENCENDEDOR TIPO CHIMENEA (CHISPERO)","UN","CABLES","555555555555 - IDRD - MEDIANA DE COTIZACIONES","19,00 %","$ 52.800,00","2022-06-09"]
[1294,"ENCHAPE  PARED COLOR 35x25CM)","M2","Enchapes","860061089 - IDRD - PROYECCIÓN","19,00 %","$ 24.586,00","2023-03-28"]
[2829,"ENCHAPE ANTICADO TICINO 25 x 25 CRNA","M2","Enchapes",null,"0,00 %","0,00"]
[889,"ENCHAPE BALTICO  AZUL (25 x 35 cm)","M2","Enchapes",null,"0,00 %","0,00"]
[101379,"ENCHAPE BLANCO  20.5x30,5 CORONA","M2","Enchapes",null,"0,00 %","0,00"]
[103610,"Enchape blanco 25x40cm brillante**","M2","ENCHAPES,PISOS,ALFOMBRAS,PAPEL","860061089 - IDRD - PROYECCIÓN","19,00 %","$ 22.766,00","2020-01-09"]
[101380,"ENCHAPE BLANCO BRILLANTE 20.3x30,5 CORONA/ALFA","M2","Enchapes",null,"0,00 %","0,00"]
[1794,"ENCHAPE CARRARA REC BLANCO 30 X 60","M2","Enchapes",null,"0,00 %","0,00"]
[107238,"Enchape ceramica 25x25 ref. ticino de corona o equ","M2","ENCHAPES,PISOS,ALFOMBRAS,PAPEL",null,"0,00 %","0,00"]
[107319,"Enchape ceramica 25x25 ref. ticino de corona o equ","M2","Pisos",null,"0,00 %","0,00"]
[108640,"Enchape ceramica 25x25 ticino verde corona","M2","ENCHAPES,PISOS,ALFOMBRAS,PAPEL","555555555555 - IDRD - MEDIANA DE COTIZACIONES","19,00 %","$ 42.199,99","2019-04-01"]
[107239,"Enchape ceramica color blanco 30x60 ref. egeo de c","M2","ENCHAPES,PISOS,ALFOMBRAS,PAPEL",null,"0,00 %","0,00"]
[1796,"ENCHAPE CLASICA CARRARA 30x45 CRNA","M2","Enchapes",null,"0,00 %","0,00"]
[2526,"ENCHAPE CLASICA CORATO 20x30   CRNA ***","M2","Enchapes",null,"0,00 %","0,00"]
[1865,"ENCHAPE CLASICA CREMA MARFIL 25x35 CRNA","M2","Enchapes",null,"0,00 %","0,00"]
[2838,"ENCHAPE CLASICA FORLI   25x35 CRNA","M2","Enchapes",null,"0,00 %","0,00"]
[102443,"ENCHAPE CLASICA MADRID 20*30 CRNA","M2","Enchapes",null,"0,00 %","0,00"]
[2839,"ENCHAPE CLASICA MARMOL AURORA BONE 20x30 CRNA","M2","Enchapes",null,"0,00 %","0,00"]
[2861,"ENCHAPE CLASICA MARMOL PULPIS 30*45 CRNA","M2","Enchapes",null,"0,00 %","0,00"]
[2751,"ENCHAPE CLASICA MARMOL ROJO ALIC. 30x45  CRNA","M2","Enchapes",null,"0,00 %","0,00"]
[1904,"ENCHAPE CLASICA MIRO 25x35 CRNA","M2","Enchapes",null,"0,00 %","0,00"]
[1800,"ENCHAPE CLASICA ROMA 25x35 CRNA","M2","Enchapes",null,"0,00 %","0,00"]
[1802,"ENCHAPE CLASICA TRANI DECORADO 25 x 25 CRNA","M2","Enchapes",null,"0,00 %","0,00"]
[1792,"ENCHAPE CLASICA VALENCIA 25*35 CRNA","M2","Enchapes","666666666252 - IDRD - MEDIA GEOMETRICA COTIZACIONES","19,00 %","$ 18.960,00","2019-03-01"]
[2639,"ENCHAPE CLASICA VICTORIA 20x30 CRNA","M2","Enchapes",null,"0,00 %","0,00"]
[103913,"ENCHAPE CRISTANAC","M2","ENCHAPES,PISOS,ALFOMBRAS,PAPEL",null,"0,00 %","0,00"]
[104429,"ENCHAPE CRISTANAC MOSAICO  CRISTAL COLOR 30X30CM","M2","ENCHAPES,PISOS,ALFOMBRAS,PAPEL",null,"0,00 %","0,00"]
[2946,"ENCHAPE EGEO     20.5x20,5 CORONA","M2","Enchapes",null,"0,00 %","0,00"]
[3941,"ENCHAPE ELITE ACUARELA 20x 25   ITALIA","M2","Enchapes",null,"0,00 %","0,00"]
[108882,"Enchape en Listones de Madera Choiba *CDRC","ML","MUEBLES ACCESORIOS",null,"0,00 %","0,00"]
[2425,"ENCHAPE ITALICA BEIGE 20x30 CRNA","M2","Enchapes",null,"0,00 %","0,00"]
[289,"ENCHAPE JULIANA BALNCO 20 x 30 CRNA","M2","Enchapes",null,"0,00 %","0,00"]
[2424,"ENCHAPE LUGO  20.5X30.5 CORONA","M2","Enchapes",null,"0,00 %","0,00"]
[2859,"ENCHAPE LUMIK 25x35 CRNA","M2","Enchapes",null,"0,00 %","0,00"]
[1902,"ENCHAPE LUMIK BLANCO 25x35 CRNA","M2","Enchapes",null,"0,00 %","0,00"]
[2679,"ENCHAPE MACEDONIA 25 x 25 CRNA","M2","Enchapes",null,"0,00 %","0,00"]
[332,"ENCHAPE MACEDONIA 25x35   CRNA","M2","Enchapes","860061089 - IDRD - PROYECCIÓN","19,00 %","$ 25.171,00","2023-03-28"]
[103327,"ENCHAPE MURO NEVADA 45*30 CRNA","M2","ENCHAPES,PISOS,ALFOMBRAS,PAPEL","860061089 - IDRD - PROYECCIÓN","19,00 %","$ 28.128,01","2020-01-13"]
[3940,"ENCHAPE PRESTIGIO BALTICO 25x35 ITALIA","M2","Enchapes",null,"0,00 %","0,00"]
[2744,"ENCHAPE TAMPICO BEIGE 20x30 CRNA","M2","Enchapes",null,"0,00 %","0,00"]
[339,"ENCHAPE TURQUI AZUL 25x25 CRNA","M2","Enchapes",null,"0,00 %","0,00"]
[331,"ENCHAPE VERACRUZ AZUL 20*30 CRNA","M2","Enchapes",null,"0,00 %","0,00"]
[104216,"ENDURECEDOR COLPISA  X 20","GLN","PINTURAS",null,"0,00 %","0,00"]
[10743,"ENGRASE DE MAQUINAS MULTIFUERZA Y AJUSTE DE PIEZAS (MULTIFUNCIONAL TORRE A-4 Y A-6","GLN","IMPERMEABIL.,ADITIVOS,QUIMICOS","8956232 - IDRD - MEDIA ARMONICA COTIZACIONES","19,00 %","$ 680.000,00","2022-08-18"]
[107726,"ENLACE FIBRA OPTICA MONOMODO OM4","ML","INST. ELECTRICAS",null,"0,00 %","0,00"]
[106002,"ENROLLADOR PARA MANTA TERMICA USO DE TRABAJO PESAD","UN","MISCELANEA",null,"0,00 %","0,00"]
[10688,"Enrolladores para Cobertor de piscina (Suministro)","UN","CUBIERTAS","860061089 - IDRD - PROYECCIÓN","19,00 %","$ 1.564.818,00","2023-03-29"]
[107975,"Enrutador PVA-4R24","UN","APARATOS ELECTRICOS",null,"0,00 %","0,00"]
[104198,"ENSAYO (Prueba corte directo con veleta) SVT **","UN","ENSAYOS DE LABORATORIO","860061089 - IDRD - PROYECCIÓN","19,00 %","$ 51.658,00","2022-02-02"]
[104197,"ENSAYO (Prueba estandar de penetración) SPT **","UN","ENSAYOS DE LABORATORIO","8956232 - IDRD - MEDIA ARMONICA COTIZACIONES","19,00 %","$ 77.763,00","2022-02-24"]
[100862,"ENSAYO (Prueba penetración dinámica cono) PDC","UN","ENSAYOS DE LABORATORIO","8956232 - IDRD - MEDIA ARMONICA COTIZACIONES","19,00 %","$ 47.899,00","2022-03-23"]
[9479,"ENSAYO ABSORCION DE BLOQUES, LADRILLOS Y ADOQUINES","UN","ENSAYOS DE LABORATORIO","555555555555 - IDRD - MEDIANA DE COTIZACIONES","19,00 %","$ 27.608,00","2019-07-10"]
[100914,"ENSAYO ABSORCION EN BLOQUES HUECOS","UN","ENSAYOS DE LABORATORIO","860061089 - IDRD - PROYECCIÓN","19,00 %","$ 35.124,88","2020-12-01"]
[100868,"ENSAYO ACELEROGRAMAS","UN","ENSAYOS DE LABORATORIO",null,"0,00 %","0,00"]
[101520,"ENSAYO ADHERENCIA  PINTURA CON CINTA**","UN","ENSAYOS DE LABORATORIO","860061089 - IDRD - PROYECCIÓN","19,00 %","$ 78.458,27","2020-12-01"]
[100933,"ENSAYO ADHERENCIA A TENSION  pintura","UN","ENSAYOS DE LABORATORIO","860061089 - IDRD - PROYECCIÓN","19,00 %","$ 74.306,27","2020-12-01"]
[12874,"ENSAYO AGUA:  BTEX (Benceno, Tolueno, Etilbenceno y Xilenos) ","UN","ENSAYOS DE LABORATORIO","860061089 - IDRD - PROYECCIÓN","19,00 %","$ 720.743,00","2022-02-02"]
[12873,"ENSAYO AGUA: Naftaleno, Benzo(a)antraceno, Benzo(a)pireno, Benzo(b)fluoranteno, Benzo(k)fluoranteno","UN","ENSAYOS DE LABORATORIO","860061089 - IDRD - PROYECCIÓN","19,00 %","$ 943.756,00","2022-02-02"]
[100879,"ENSAYO ANÁLISIS COMPACTACIÓN SUELO (Curva de compa","UN","ENSAYOS DE LABORATORIO","860061089 - IDRD - PROYECCIÓN","19,00 %","$ 208.160,00","2023-03-17"]
[100880,"ENSAYO ANGULO DE FRICCION Y COHESION (ver Des.Tec)","UN","ENSAYOS DE LABORATORIO",null,"0,00 %","0,00"]
[104989,"Ensayo azul de metileno (cantidad arcilla)","UN","ENSAYOS DE LABORATORIO","860061089 - IDRD - PROYECCIÓN","19,00 %","$ 152.505,00","2022-02-02"]
[100897,"ENSAYO CALIDAD DEL ACERO <= 1\"","UN","ENSAYOS DE LABORATORIO","860061089 - IDRD - PROYECCIÓN","19,00 %","$ 121.083,00","2022-02-01"]
[100898,"ENSAYO CALIDAD DEL ADOQUIN(MODULO DE ROTURA)","UN","ENSAYOS DE LABORATORIO","860061089 - IDRD - PROYECCIÓN","19,00 %","$ 37.284,00","2022-02-01"]
[100836,"ENSAYO CALIDAD DEL CONCRETO(COMPRESION)","UN","ENSAYOS DE LABORATORIO","860061089 - IDRD - PROYECCIÓN","19,00 %","$ 10.008,00","2022-02-01"]
[100887,"ENSAYO CBR EN CAMPO","UN","ENSAYOS DE LABORATORIO","860061089 - IDRD - PROYECCIÓN","19,00 %","$ 242.309,00","2022-02-01"]
[100883,"ENSAYO CBR MATERIAL GRANULAR INCLUYE PROCTOR","UN","ENSAYOS DE LABORATORIO","860061089 - IDRD - PROYECCIÓN","19,00 %","$ 404.844,00","2022-02-01"]
[100881,"ENSAYO CBR MUESTRA INALTERADA CON INMERSION","UN","ENSAYOS DE LABORATORIO","555555555555 - IDRD - MEDIANA DE COTIZACIONES","19,00 %","$ 154.887,00","2022-02-24"]
[100882,"ENSAYO CBR MUESTRA INALTERADA SIN INMERSION","UN","ENSAYOS DE LABORATORIO","860061089 - IDRD - PROYECCIÓN","19,00 %","$ 100.550,00","2022-02-01"]
[100867,"ENSAYO COLUMNA RESONANTE","UN","ENSAYOS DE LABORATORIO",null,"0,00 %","0,00"]
[101457,"ENSAYO COMP. 1 PROBETA ESTAB. MARSHALL","UN","ENSAYOS DE LABORATORIO",null,"0,00 %","0,00"]
[100900,"ENSAYO compresión de muretes (superior a una un)","UN","ENSAYOS DE LABORATORIO","66665555555 - IDRD - MEDIA ARITMETICA DE COTIZACIONES","19,00 %","$ 92.175,00","2019-02-28"]
[100913,"ENSAYO COMPRESION EN BLOQUES HUECOS","UN","ENSAYOS DE LABORATORIO","860061089 - IDRD - PROYECCIÓN","19,00 %","$ 40.220,00","2022-02-01"]
[100873,"ENSAYO COMPRESION INCONFINADA EN ARCILLA","UN","ENSAYOS DE LABORATORIO","8956232 - IDRD - MEDIA ARMONICA COTIZACIONES","19,00 %","$ 68.811,00","2022-02-24"]
[100874,"ENSAYO COMPRESION INCONFINADA EN ROCA","UN","ENSAYOS DE LABORATORIO","8956232 - IDRD - MEDIA ARMONICA COTIZACIONES","19,00 %","$ 73.501,00","2019-03-13"]
[100871,"ENSAYO CONSOLIDACION LENTA","UN","ENSAYOS DE LABORATORIO","8956232 - IDRD - MEDIA ARMONICA COTIZACIONES","19,00 %","$ 553.022,00","2022-02-24"]
[100872,"ENSAYO CONSOLIDACION RAPIDA","UN","ENSAYOS DE LABORATORIO",null,"0,00 %","0,00"]
[100869,"ENSAYO CONSULTA SISMICA","UN","ENSAYOS DE LABORATORIO",null,"0,00 %","0,00"]
[100904,"ENSAYO CONTENIDO DE ARCILLA","UN","ENSAYOS DE LABORATORIO","6555555555 - IDRD - MENOR VALOR   DE COTIZACIONES","19,00 %","$ 34.510,00","2019-03-08"]
[100890,"ENSAYO CONTENIDO DE ASFALTO Y GRANULOMETRIA","UN","ENSAYOS DE LABORATORIO","860061089 - IDRD - PROYECCIÓN","19,00 %","$ 201.296,00","2022-02-01"]
[100905,"ENSAYO CONTENIDO DE MATERIA ORGANICA M. COLORIMETR","UN","ENSAYOS DE LABORATORIO","860061089 - IDRD - PROYECCIÓN","19,00 %","$ 31.580,01","2022-02-01"]
[100864,"ENSAYO CONTENIDO DE MATERIA ORGANICA M. IGNICION","UN","ENSAYOS DE LABORATORIO","8956232 - IDRD - MEDIA ARMONICA COTIZACIONES","19,00 %","$ 56.572,01","2022-03-23"]
[101396,"ENSAYO CORTE DIRECTO M. COHESIVO CD 3P-DRENADO","UN","ENSAYOS DE LABORATORIO","8956232 - IDRD - MEDIA ARMONICA COTIZACIONES","19,00 %","$ 575.252,00","2019-03-13"]
[101395,"ENSAYO CORTE DIRECTO M. COHESIVO CU 3P-NO DRENADO","UN","ENSAYOS DE LABORATORIO","860061089 - IDRD - PROYECCIÓN","19,00 %","$ 629.442,00","2022-02-02"]
[101397,"ENSAYO CORTE DIRECTO M. COHESIVO UU 3P","UN","ENSAYOS DE LABORATORIO",null,"0,00 %","0,00"]
[100902,"ENSAYO DE CARBONATACION","UN","ENSAYOS DE LABORATORIO","860061089 - IDRD - PROYECCIÓN","19,00 %","$ 52.414,00","2022-02-01"]
[3586,"ENSAYO DE CILINDRO DE 24 HORAS DE EDAD","UN","ENSAYOS DE LABORATORIO",null,"0,00 %","0,00"]
[104396,"ENSAYO DE COMPRESIÓN EN ADOQUIN","UN","ENSAYOS DE LABORATORIO","860061089 - IDRD - PROYECCIÓN","19,00 %","$ 47.529,00","2022-01-24"]
[104393,"ENSAYO DE DENSIDAD EN NUCLEO DE ASFALTO","UN","ENSAYOS DE LABORATORIO","860061089 - IDRD - PROYECCIÓN","19,00 %","$ 39.425,00","2022-02-02"]
[3589,"ENSAYO DE DOBLADO EN BARRAS DE ACERO","UN","ENSAYOS DE LABORATORIO","860061089 - IDRD - PROYECCIÓN","19,00 %","$ 106.903,00","2022-02-01"]
[104395,"ENSAYO DE FLEXION EN ADOQUIN","UN","ENSAYOS DE LABORATORIO","860061089 - IDRD - PROYECCIÓN","19,00 %","$ 66.702,00","2022-02-02"]
[100925,"ENSAYO DE NUCLEOS DE CONCRETO (ROTURA)","UN","ENSAYOS DE LABORATORIO","860061089 - IDRD - PROYECCIÓN","19,00 %","$ 34.147,00","2022-02-02"]
[104401,"ENSAYO DE PERMEABILIDAD EN CAMPO Y LABORATORIO","UN","ENSAYOS DE LABORATORIO","8956232 - IDRD - MEDIA ARMONICA COTIZACIONES","19,00 %","$ 153.459,00","2022-02-24"]
[100930,"ENSAYO DE POROSIDAD CONCRETO","UN","ENSAYOS DE LABORATORIO",null,"0,00 %","0,00"]
[102372,"ENSAYO DE TINTAS PENETRANTES","DD","PUENTES","8302145666 - SALAZAR FERRO INGENIEROS S.A.S.  SFI SAS","19,00 %","$ 587.292,00","2019-07-17"]
[102373,"ENSAYO DE ULTRASONIDO PHASED ARRAY","ML","PUENTES","666666666252 - IDRD - MEDIA GEOMETRICA COTIZACIONES","19,00 %","$ 884.058,00","2019-07-17"]
[104402,"ENSAYO DE VELOCIDAD DE INFILTRACIÓN EN CAMPO","UN","ENSAYOS DE LABORATORIO","860061089 - IDRD - PROYECCIÓN","19,00 %","$ 320.149,00","2023-03-28"]
[100929,"ENSAYO DENSIDAD CONCRETO","UN","ENSAYOS DE LABORATORIO","6555555555 - IDRD - MENOR VALOR   DE COTIZACIONES","19,00 %","$ 25.349,00","2019-04-16"]
[100829,"Ensayo Densidad del terreno con Densímetro nuclear","UN","ENSAYOS DE LABORATORIO","860061089 - IDRD - PROYECCIÓN","19,00 %","$ 63.172,99","2023-03-17"]
[100903,"ENSAYO DENSIDAD EN ARENAS Y GRAVAS","UN","ENSAYOS DE LABORATORIO","555555555555 - IDRD - MEDIANA DE COTIZACIONES","19,00 %","$ 33.558,00","2019-03-08"]
[100934,"ENSAYO DENSIDAD EN TERRENO CON DENSIMETRO","UN","ENSAYOS DE LABORATORIO","860061089 - IDRD - PROYECCIÓN","19,00 %","$ 60.203,00","2022-02-02"]
[100885,"ENSAYO DESGASTE MAQUINA DE LOS ANGELES CON TRITURA IGUAL A 100828","UN","ENSAYOS DE LABORATORIO","860061089 - IDRD - PROYECCIÓN","19,00 %","$ 144.199,00","2022-02-01"]
[100906,"ENSAYO DESGASTE MAQUINA DE LOS ANGELES SIN TRITURA","UN","ENSAYOS DE LABORATORIO","860061089 - IDRD - PROYECCIÓN","19,00 %","$ 133.856,00","2022-02-01"]
[101382,"ENSAYO DOWN HOLE (0-50m) uniandes","UN","ENSAYOS DE LABORATORIO",null,"0,00 %","0,00"]
[101383,"ENSAYO DOWN HOLE (50-100m) uniandes","UN","ENSAYOS DE LABORATORIO",null,"0,00 %","0,00"]
[101525,"ENSAYO ECOMETRO ESPESOR  PINTURA **","UN","ENSAYOS DE LABORATORIO",null,"0,00 %","0,00"]
[100884,"ENSAYO EQUIVALENTE DE ARENA","UN","ENSAYOS DE LABORATORIO","860061089 - IDRD - PROYECCIÓN","19,00 %","$ 87.559,00","2022-02-01"]
[100892,"ENSAYO ESTABILIDAD MARSHALL","UN","ENSAYOS DE LABORATORIO","860061089 - IDRD - PROYECCIÓN","19,00 %","$ 82.915,00","2022-02-01"]
[101455,"ENSAYO ESTABILIDAD Y FLUJO","UN","ENSAYOS DE LABORATORIO","6555555555 - IDRD - MENOR VALOR   DE COTIZACIONES","19,00 %","$ 53.800,00","2019-12-26"]
[102388,"ENSAYO ESTUDIO REFRACCION SISMICA 100 M CON MASW","UN","ENSAYOS DE LABORATORIO","8956232 - IDRD - MEDIA ARMONICA COTIZACIONES","19,00 %","$ 1.633.044,00","2022-02-24"]
[100863,"ENSAYO EXPANSION EN EL APARATO DE LAMBE","UN","ENSAYOS DE LABORATORIO","8956232 - IDRD - MEDIA ARMONICA COTIZACIONES","19,00 %","$ 172.917,00","2022-03-23"]
[100886,"ENSAYO EXPANSION LIBRE EN PROBETA","UN","ENSAYOS DE LABORATORIO",null,"0,00 %","0,00"]
[100907,"ENSAYO GRANULOMETRIA POR TAMIZADO CON LAVADO","UN","ENSAYOS DE LABORATORIO","860061089 - IDRD - PROYECCIÓN","19,00 %","$ 121.695,00","2023-03-17"]
[100878,"ENSAYO GRANULOMETRIA POR TAMIZADO SIN LAVADO","UN","ENSAYOS DE LABORATORIO","860061089 - IDRD - PROYECCIÓN","19,00 %","$ 72.388,00","2022-02-01"]
[2033,"ENSAYO HORMIGON ROTURA POR COMPRESION DE CILINDRO","UN","ENSAYOS DE LABORATORIO","8956232 - IDRD - MEDIA ARMONICA COTIZACIONES","19,00 %","$ 7.107,00","2019-02-28"]
[2030,"ENSAYO HORMIGON TIEMPO FRAGUADO DE HORMIGON","UN","ENSAYOS DE LABORATORIO",null,"0,00 %","0,00"]
[100875,"ENSAYO HUMEDAD NATURAL","UN","ENSAYOS DE LABORATORIO","860061089 - IDRD - PROYECCIÓN","19,00 %","$ 13.135,01","2023-03-29"]
[100910,"ENSAYO INDICE DE CARAS FRACTURADAS","UN","ENSAYOS DE LABORATORIO",null,"0,00 %","0,00"]
[100909,"ENSAYO INDICE DE PARTICULAS PLANAS Y ALARGADAS","UN","ENSAYOS DE LABORATORIO","8956232 - IDRD - MEDIA ARMONICA COTIZACIONES","19,00 %","$ 83.942,01","2019-04-12"]
[100870,"ENSAYO INFORMACION SUBSUELO","UN","ENSAYOS DE LABORATORIO",null,"0,00 %","0,00"]
[12780,"ENSAYO INSPECCIÓN MEDIANTE LA TÉCNICA DE LÍQUIDOS PENETRANTES","DD","ENSAYOS DE LABORATORIO","860061089 - IDRD - PROYECCIÓN","19,00 %","$ 1.508.254,00","2022-02-02"]
[12781,"ENSAYO INSPECCIÓN MEDIANTE LA TÉCNICA DE PARTÍCULAS MAGNÉTICAS      ","DD","ENSAYOS DE LABORATORIO","860061089 - IDRD - PROYECCIÓN","19,00 %","$ 991.677,00","2022-02-02"]
[12783,"ENSAYO INSPECCIÓN MEDIANTE TÉCNICA DE ULTRASONIDO para estructuras metálicas CON ELEMENTOS SOLDADOS ","DD","ENSAYOS DE LABORATORIO","860061089 - IDRD - PROYECCIÓN","19,00 %","$ 1.168.953,01","2022-02-02"]
[106639,"Ensayo Laboratorio Cancha Grama sintetic Futbol 11","UN","GRAMAS SINTETICAS","860061089 - IDRD - PROYECCIÓN","19,00 %","$ 4.022.010,00","2022-01-31"]
[106637,"Ensayo Laboratorio Cancha Grama sintetica Futbol 5","UN","ENSAYOS DE LABORATORIO","860061089 - IDRD - PROYECCIÓN","19,00 %","$ 2.199.536,00","2022-02-02"]
[106638,"Ensayo Laboratorio Cancha Grama sintetica Futbol 8","UN","ENSAYOS DE LABORATORIO","860061089 - IDRD - PROYECCIÓN","19,00 %","$ 3.142.195,00","2022-01-24"]
[100877,"ENSAYO LIMITES DE CONSISTENCIA ATTERBERG","UN","ENSAYOS DE LABORATORIO","860061089 - IDRD - PROYECCIÓN","19,00 %","$ 72.693,01","2023-03-29"]
[101429,"ENSAYO LIMITES DE CONTRACCION","UN","ENSAYOS DE LABORATORIO","860061089 - IDRD - PROYECCIÓN","19,00 %","$ 88.193,01","2022-02-02"]
[100931,"ENSAYO MEDICION EN CAMPO CON FERROSCAN (<40Pts) IGUAL A 106358","UN","ENSAYOS DE LABORATORIO","860061089 - IDRD - PROYECCIÓN","19,00 %","$ 1.415.613,00","2022-02-02"]
[100889,"ENSAYO MODULO DE ROTURA SOBRE VIGUETAS","UN","ENSAYOS DE LABORATORIO","8956232 - IDRD - MEDIA ARMONICA COTIZACIONES","19,00 %","$ 27.233,00","2019-03-08"]
[100901,"ENSAYO MORTERO DE INYECCION-(NTC-4043-2000)","UN","ENSAYOS DE LABORATORIO","860061089 - IDRD - PROYECCIÓN","19,00 %","$ 15.998,00","2022-02-01"]
[3582,"ENSAYO MORTERO ROTURA POR COMPRESION","UN","ENSAYOS DE LABORATORIO","860061089 - IDRD - PROYECCIÓN","19,00 %","$ 8.269,00","2022-02-01"]
[2087,"ENSAYO NUCLEO CONCRETO D=7.6cm  3\"","UN","ENSAYOS DE LABORATORIO",null,"0,00 %","0,00"]
[2083,"ENSAYO NUCLEO CONC-ROTURA D=4\"(PARA MUESTRA CAMPO)","UN","ENSAYOS DE LABORATORIO",null,"0,00 %","0,00"]
[3588,"ENSAYO NUCLEO DE COMPRESION","UN","ENSAYOS DE LABORATORIO","860061089 - IDRD - PROYECCIÓN","19,00 %","$ 37.960,70","2020-12-10"]
[100858,"ENSAYO PERF. (SONDEO) MANUAL SUELOS BLANDOS","ML","ENSAYOS DE LABORATORIO","860061089 - IDRD - PROYECCIÓN","19,00 %","$ 240.948,00","2023-03-29"]
[100896,"ENSAYO PESO ESPECIFICO DE ASFALTOS SOLIDOS O LIQUI","UN","ENSAYOS DE LABORATORIO","860061089 - IDRD - PROYECCIÓN","19,00 %","$ 69.845,00","2022-02-01"]
[100876,"ENSAYO PESO UNITARIO DE SUELOS","UN","ENSAYOS DE LABORATORIO","860061089 - IDRD - PROYECCIÓN","19,00 %","$ 38.967,00","2023-03-29"]
[1682,"ENSAYO PROCTOR MODIFICADO","UN","ENSAYOS DE LABORATORIO","860061089 - IDRD - PROYECCIÓN","19,00 %","$ 208.160,00","2023-03-17"]
[100893,"ENSAYO PUNTO DE ABLANDAMIENTO","UN","ENSAYOS DE LABORATORIO",null,"0,00 %","0,00"]
[100891,"ENSAYO PUNTO DE LLAMA E IGNICION","UN","ENSAYOS DE LABORATORIO","860061089 - IDRD - PROYECCIÓN","19,00 %","$ 85.571,69","2020-12-01"]
[100926,"ENSAYO RECUPERACION DE POLVO DE CONCRETO","UN","ENSAYOS DE LABORATORIO",null,"0,00 %","0,00"]
[100927,"ENSAYO RELLENO DE HUECO NUCLEO EXTRAIDO","UN","ENSAYOS DE LABORATORIO","860061089 - IDRD - PROYECCIÓN","19,00 %","$ 60.228,01","2022-02-02"]
[100908,"ENSAYO RESISTENCIA A LOS SULFATOS","UN","ENSAYOS DE LABORATORIO",null,"0,00 %","0,00"]
[3590,"ENSAYO ROTURA POR COMPRESION EN BLOQ. LAD.","UN","ENSAYOS DE LABORATORIO","860061089 - IDRD - PROYECCIÓN","19,00 %","$ 40.220,00","2022-02-01"]
[101456,"ENSAYO SOLIDEZ 5 CICLOS(RESIST.SULFATOS)","UN","ENSAYOS DE LABORATORIO",null,"0,00 %","0,00"]
[100857,"ENSAYO SONDEO MECANICO, suelo blando **","ML","ENSAYOS DE LABORATORIO","555555555555 - IDRD - MEDIANA DE COTIZACIONES","19,00 %","$ 238.000,00","2022-02-24"]
[100866,"ENSAYO TRIAXIAL DINAMICO","UN","ENSAYOS DE LABORATORIO","860061089 - IDRD - PROYECCIÓN","19,00 %","$ 1.055.778,00","2022-02-01"]
[101430,"ENSAYO TRIAXIAL ESTATICO CD. Monotónico (3 Puntos)","UN","ENSAYOS DE LABORATORIO","8956232 - IDRD - MEDIA ARMONICA COTIZACIONES","19,00 %","$ 1.922.590,00","2019-03-13"]
[101431,"ENSAYO ULTRASONIDO POR ELEMENTO","UN","ENSAYOS DE LABORATORIO",null,"0,00 %","0,00"]
[101454,"ENSAYO-MED EN CAMPOconFERROSCAN (NoUsar) **","UN","ENSAYOS DE LABORATORIO",null,"0,00 %","0,00"]
[3583,"ENSAYOS DENSIDAD ARENA","UN","ENSAYOS DE LABORATORIO",null,"0,00 %","0,00"]
[3581,"ENSAYOS DENSIDAD CEMENTO","UN","ENSAYOS DE LABORATORIO","8956232 - IDRD - MEDIA ARMONICA COTIZACIONES","19,00 %","$ 54.085,00","2019-04-12"]
[3584,"ENSAYOS DENSIDAD GRAVAS","UN","ENSAYOS DE LABORATORIO",null,"0,00 %","0,00"]
[1681,"ENSAYOS DENSIDAD TERRENO DENSIMETRO","UN","ENSAYOS DE LABORATORIO","555555555555 - IDRD - MEDIANA DE COTIZACIONES","19,00 %","$ 53.012,00","2019-02-28"]
[3577,"ENSAYOS HUMEDAD NATURAL","UN","ENSAYOS DE LABORATORIO","666666666252 - IDRD - MEDIA GEOMETRICA COTIZACIONES","19,00 %","$ 9.512,00","2019-02-28"]
[3591,"ENSAYOS POR EL SISTEMA DE ULTRASONIDO Y ELEMENTO","UN","ENSAYOS DE LABORATORIO","860061089 - IDRD - PROYECCIÓN","19,00 %","$ 150.267,00","2022-02-01"]
[3924,"ENTREPISO ICOPOR  10mm","M2","PREFABRICADOS","8956232 - IDRD - MEDIA ARMONICA COTIZACIONES","19,00 %","$ 2.073,00","2019-04-03"]
[3289,"ENTREPISO ICOPOR  5mm","M2","PREFABRICADOS",null,"0,00 %","0,00"]
[3923,"ENTREPISO ICOPOR  8mm","M2","PREFABRICADOS",null,"0,00 %","0,00"]
[108799,"ENVOLVENTES  CDRC","M2","Alfombra",null,"0,00 %","0,00"]
[3076,"EPOTOC  (4 Kg.)  TOXEMENT","KG","ADITIVOS Y QUIMICOS",null,"0,00 %","0,00"]
[101294,"EPOTOC 1-1 (4 Kg) **","KG","ADITIVOS Y QUIMICOS",null,"0,00 %","0,00"]
[102113,"Epoxibonder Transparente 25 GramosLoctite","UN","FERRETERIA","860061089 - IDRD - PROYECCIÓN","19,00 %","$ 18.167,00","2022-01-29"]
[103094,"EPOXICO MASTER TOP 216  (ANRES TOP 1116) 25KG VERD","KG","ADITIVOS. MORTEROS","66665555555 - IDRD - MEDIA ARITMETICA DE COTIZACIONES","19,00 %","$ 20.439,00","2022-04-29"]
[107335,"EQ CONDENSADORA EXT DE REFRIGERANTE VARIA 100 MBH","UN","SISTEMAS VENTILACION",null,"0,00 %","0,00"]
[107342,"EQ CONDENSADORA EXT DE REFRIGERANTE VARIA 48 MBH","UN","SISTEMAS VENTILACION",null,"0,00 %","0,00"]
[107344,"EQ EVAPORADORA INT DE REFRIG VARIABLE 24MBH TIPO C","UN","SISTEMAS VENTILACION",null,"0,00 %","0,00"]
[107354,"EQ EVAPORADORA INT DE REFRIG VARIABLE 42 MBH","UN","SISTEMAS VENTILACION",null,"0,00 %","0,00"]
[107321,"EQ VENT MEC ALÁBES ATRAS 3.600 CFM","UN","SISTEMAS VENTILACION",null,"0,00 %","0,00"]
[107320,"EQ VENT MEC ALÁBES ATRAS 5.000 CFM","UN","SISTEMAS VENTILACION",null,"0,00 %","0,00"]
[107333,"EQ VENT MEC HELICOCENT EN LINEA 700 CFM","UN","SISTEMAS VENTILACION","47874222222 - CONTRATO CONSULTORIA CDRC 1","19,00 %","$ 1.517.131,00","2019-11-26"]
[107317,"EQ VENTILACIÓN MEC CENTRÍFUGO DE TEJADO 1200 CFM","UN","SISTEMAS VENTILACION",null,"0,00 %","0,00"]
[107302,"EQ VENTILACIÓN MEC CENTRÍFUGO DE TEJADO 2000 CFM","UN","SISTEMAS VENTILACION",null,"0,00 %","0,00"]
[107318,"EQ VENTILACIÓN MEC CON DAMPER 100 CFM","UN","SISTEMAS VENTILACION",null,"0,00 %","0,00"]
[107270,"EQ VENTILACIÓN MEC EXTRACC TIPO HEL 1900 CFM","UN","SISTEMAS VENTILACION",null,"0,00 %","0,00"]
[107301,"EQ VENTILACIÓN MEC EXTRACC TIPO HEL 700 CFM","UN","SISTEMAS VENTILACION",null,"0,00 %","0,00"]
[107332,"EQ VENTILACIÓN MEC TIPO HEL EN LINEA 450 CFM","UN","SISTEMAS VENTILACION",null,"0,00 %","0,00"]
[107331,"EQ VENTILACIÓN MEC TIPO HEL EN LINEA 900 CFM","UN","SISTEMAS VENTILACION",null,"0,00 %","0,00"]
[107296,"EQ VENTILACIÓN MECÁNICA EXTRAC TIPO HEL 1800 CFM","UN","SISTEMAS VENTILACION",null,"0,00 %","0,00"]
[107297,"EQ VENTILACIÓN MECÁNICA EXTRACC TIPO HEL 1300 CFM","UN","SISTEMAS VENTILACION",null,"0,00 %","0,00"]
[103222,"Equip.Hidroneum.Capac.50gal/min.Presión 44-64PSI.","UN","EQUIPOS PRESION Y BOMBAS",null,"0,00 %","0,00"]
[105553,"Equip.PresiónAguaPotable(Sist.Presurizacion N°1)","UN","EQUIPOS PRESION Y BOMBAS","860061089 - IDRD - PROYECCIÓN","19,00 %","$ 17.116.186,00","2023-03-30"]
[105555,"Equip.PresiónAguaPotable(Sist.Presurización N°2)","UN","EQUIPOS PRESION Y BOMBAS",null,"0,00 %","0,00"]
[105556,"Equip.PresiónAguaPotable(Sist.Presurización N°3)","UN","EQUIPOS PRESION Y BOMBAS","66665555555 - IDRD - MEDIA ARITMETICA DE COTIZACIONES","19,00 %","$ 13.179.469,00","2019-03-19"]
[102294,"Equipo automático alumbrado emergencia 2x20W 12V","UN","LAMPARAS","860061089 - IDRD - PROYECCIÓN","19,00 %","$ 871.816,00","2020-01-09"]
[101555,"Equipo Bombeo Red Contra incendio-Cefe-Cometas","UN","EQUIPOS PRESION Y BOMBAS","66665555555 - IDRD - MEDIA ARITMETICA DE COTIZACIONES","19,00 %","$ 156.836.396,71","2019-09-30"]
[102909,"EQUIPO COMPRESOR MICROESFERAS","DD","HERRAMIENTA","860061089 - IDRD - PROYECCIÓN","19,00 %","$ 47.461,00","2022-06-03"]
[104964,"Equipo contra incendio -(S/Descripcion Técnica)","UN","EQUIPOS PRESION Y BOMBAS",null,"0,00 %","0,00"]
[105647,"Equipo Contra Incendio Coliseo Eduardo Santos","UN","EQUIPOS PRESION Y BOMBAS",null,"0,00 %","0,00"]
[104790,"EQUIPO CONTRA INCENDIO+TABLERO+ACCESORIOS HIDRA","UN","INST. ELECTRICAS",null,"0,00 %","0,00"]
[102708,"EQUIPO CORTE ACETILENO","DD","EQUIPO ALQUILER Y MAQUINARIA",null,"0,00 %","0,00"]
[108091,"EQUIPO DE CALDERAS","UN","INST. HIDRAUL/SANIT. Y LAMINAS",null,"0,00 %","0,00"]
[3232,"EQUIPO DE COMPACTACION CANGURO WACKER","MES","EQUIPOS DE COMPACTACION","555555555555 - IDRD - MEDIANA DE COTIZACIONES","19,00 %","$ 1.130.500,00","2019-07-09"]
[108677,"EQUIPO DE COMPUTO","UN","MISCELANEA",null,"0,00 %","0,00"]
[102493,"EQUIPO DE CORTE OXICORTE","DD","EQUIPO ALQUILER Y MAQUINARIA","860061089 - IDRD - PROYECCIÓN","19,00 %","$ 64.098,01","2023-03-29"]
[107629,"EQUIPO DE DESINFECCIÓN UV-11 LAMPARAS Piscinas","UN","PISCINAS",null,"0,00 %","0,00"]
[12645,"EQUIPO DE DESINFECCIÓN UV-2 LÁMPARAS PISCINAS","UN","PISCINAS","666665454444 - IDRD - MENOR PRECIO DE COTIZACIONES","19,00 %","$ 152.920.900,02","2020-07-14"]
[3812,"EQUIPO DE GAS PROPANO","UN","INST. DE GAS",null,"0,00 %","0,00"]
[103359,"Equipo de montaje para Duro panel","DD","MISCELANEA",null,"0,00 %","0,00"]
[107568,"Equipo de Oxigeno terapia adulto y pediatrico - S","UN","MOBILIARIO URBANO Y SEÑALIZAC.","860061089 - IDRD - PROYECCIÓN","19,00 %","$ 606.708,01","2022-01-30"]
[105094,"EQUIPO DE PRESIÓN AGUA POTABLE 120 GPM 7.5hp","UN","EQUIPOS ESPECIALES","66665555555 - IDRD - MEDIA ARITMETICA DE COTIZACIONES","19,00 %","$ 13.373.088,01","2019-03-04"]
[104965,"EQUIPO DE PRESIÓN AGUA POTABLE S/ 85 GPM 7.5 HP","UN","EQUIPOS PRESION Y BOMBAS",null,"0,00 %","0,00"]
[105095,"EQUIPO DE PRESIÓN AGUA RIEGO(S/DESCRIPC-TECN)","UN","EQUIPOS ESPECIALES",null,"0,00 %","0,00"]
[108089,"EQUIPO DE PRESIÓN COMPUESTO DOS BOMBAS 10 HP C","UN","INST. HIDRAUL/SANIT. Y LAMINAS","66665555555 - IDRD - MEDIA ARITMETICA DE COTIZACIONES","19,00 %","$ 206.519,00","2020-11-26"]
[108120,"EQUIPO DE PRESIÓN COMPUESTO POR DOS BOMBAS 10 HP C","UN","INST. HIDRAUL/SANIT. Y LAMINAS",null,"0,00 %","0,00"]
[104681,"EQUIPO DE PRESIÓN CON 2 MOTOBOMBAS DE 2.0HP","UN","INST. HIDRAUL/SANIT. Y LAMINAS",null,"0,00 %","0,00"]
[108941,"Equipo de presión preensamblado agua potable  B","UN","EQUIPOS ESPECIALES",null,"0,00 %","0,00"]
[108842,"Equipo de presión preensamblado agua potable A","UN","EQUIPOS ESPECIALES",null,"0,00 %","0,00"]
[107392,"EQUIPO DE PRUEBA INGENIERIA","UN","INST. ELECTRICAS","47874222222 - CONTRATO CONSULTORIA CDRC 1","19,00 %","$ 1.600.000,01","2019-11-14"]
[12527,"EQUIPO DE REHABILITACION ERGONOMETRO BILATERAL DE BRAZOS UB521M","UN","DOTACION GIMNASIOS CEFE","125457845 - FITNESS MARKET","19,00 %","$ 29.883.282,02","2019-10-22"]
[102414,"EQUIPO DE SEGURIDAD","UN","EQUIPO DE SEGURIDAD INDUSTRIAL",null,"0,00 %","0,00"]
[12985,"Equipo de soldaura portátil","UN","FERRETERIA Y HERRAMIENTAS","860061089 - IDRD - PROYECCIÓN","19,00 %","$ 624.480,00","2022-01-26"]
[100746,"EQUIPO DE TOPOGRAFIA","DD","EQUIPO ALQUILER Y MAQUINARIA",null,"0,00 %","0,00"]
[101119,"EQUIPO DE TOPOGRAFIA","HR","EQUIPO ALQUILER Y MAQUINARIA",null,"0,00 %","0,00"]
[108074,"EQUIPO DE VENTILACIÓN MEC 38..000 CFM @0.4 INWG","UN","SISTEMAS VENTILACION",null,"0,00 %","0,00"]
[107330,"EQUIPO DE VENTILACIÓN MEC 40.000 CFM","UN","SISTEMAS VENTILACION",null,"0,00 %","0,00"]
[102533,"EQUIPO FUMIGACION OPERARIO+COMBUSTIBLE","M2","MISCELANEA",null,"0,00 %","0,00"]
[102580,"Equipo Fumigador de Bomba**","HR","EQUIPO ALQUILER Y MAQUINARIA",null,"0,00 %","0,00"]
[105539,"EQUIPO FUMIGADOR MANUAL DE ESPALDA – TANQUE 20 LTS","UN","EQUIPOS ESPECIALES","860061089 - IDRD - PROYECCIÓN","19,00 %","$ 266.966,00","2023-03-31"]
[102225,"EQUIPO INYECTOR PARA SUBMURACION**","HR","EQUIPOS PRESION Y BOMBAS",null,"0,00 %","0,00"]
[108507,"EQUIPO MINISPLIT INVERTER MS-01 CAPACIDAD 18.000 B","UN","SISTEMAS VENTILACION",null,"0,00 %","0,00"]
[108186,"EQUIPO MINISPLIT TIPO FAN COIL OCULTO INVERTER MS-","UN","SISTEMAS VENTILACION",null,"0,00 %","0,00"]
[104301,"EQUIPO PARA SOLDADURA MIG(Pinza+Antorcha+Manguera)","MES","EQUIPO ALQUILER Y MAQUINARIA",null,"0,00 %","0,00"]
[101410,"Equipo Perforación (TRACKDRILL) 40 HP-CEFE COMETA","HR","MISCELANEA","77777777777 - CONTRATO CONSULTORIA CEFE COMETAS","19,00 %","$ 123.603,00","2019-04-03"]
[104788,"EQUIPO PRESION AGUA POTAB-TUNAL(BOMBAS+TABLERO+TAN","UN","MISCELANEA",null,"0,00 %","0,00"]
[108942,"Equipo presión preensamblado agua Reutilización","UN","MISCELANEA",null,"0,00 %","0,00"]
[102231,"EQUIPO REACTOR EXP2 GRACO (POLIUREA)","DD","EQUIPOS DE AIRE","860061089 - IDRD - PROYECCIÓN","19,00 %","$ 184.576,00","2023-03-29"]
["102231_1","EQUIPO REACTOR XP2 GRACO (POLIURETANO)","DD","EQUIPOS DE AIRE","860061089 - IDRD - PROYECCIÓN","19,00 %","$ 157.100,00","2021-09-10"]
[12791,"EQUIPO RED CONTRAINCENDIO Y BOMBA JOCKEY","UN","EQUIPOS ESPECIALES","860061089 - IDRD - PROYECCIÓN","19,00 %","$ 200.673.098,00","2022-01-27"]
[102486,"EQUIPO SOLDADURA 220 AMP ELECTRICO","DD","EQUIPO ALQUILER Y MAQUINARIA","860061099 - MEDIA ARMONICA","19,00 %","$ 42.876,00","2023-03-15"]
[100528,"Equipo termofusion para tubo agua potab d=8\" **","HR","TUBERIA HIDROSANITARIA",null,"0,00 %","0,00"]
[100210,"Equipo termofusion para tubo gas d=3\" **","ML","TUBERIA HIDROSANITARIA",null,"0,00 %","0,00"]
[100211,"Equipo termofusion tubo gas/ polietileno+Operario","HR","TUBERIA HIDROSANITARIA","860061089 - IDRD - PROYECCIÓN","19,00 %","$ 27.738,00","2023-03-29"]
[102532,"EQUIPO TOP DRESSING (OPER+COMB)","M2","ACTIVIDADES ESPECIALES","8956232 - IDRD - MEDIA ARMONICA COTIZACIONES","19,00 %","$ 883,00","2023-03-31"]
[107728,"EQUIPO UV","UN","APARATOS ELECTRICOS",null,"0,00 %","0,00"]
[101834,"EquipoBombeoAguapo(12.22HP)+Tanque presión Menbrana -CefeCometas(Sum+inst)","UN","EQUIPOS PRESION Y BOMBAS","77777777777 - CONTRATO CONSULTORIA CEFE COMETAS","19,00 %","$ 47.927.747,49","2019-09-30"]
[101406,"EquipoBombeoAguapo(DE-3-75 o similar. 3x7.5HP)+hidroacum+tablero+accesoriosCefe Cometas(Sum+inst)","UN","EQUIPOS PRESION Y BOMBAS","77777777777 - CONTRATO CONSULTORIA CEFE COMETAS","19,00 %","$ 44.081.943,63","2019-10-08"]
[101076,"EquipoBombeoAguasfiltradasEyectoras(BMX2aEtapa)","UN","EQUIPOS ESPECIALES","666666666252 - IDRD - MEDIA GEOMETRICA COTIZACIONES","19,00 %","$ 16.268.165,00","2019-03-09"]
[101852,"EquipoBombeoPozoEyector-1.0HP(Sum)Cefe-Cometas","UN","EQUIPOS PRESION Y BOMBAS","77777777777 - CONTRATO CONSULTORIA CEFE COMETAS","19,00 %","$ 7.168.667,21","2019-10-08"]
[3084,"EQUIPOS DE  PRESION MOD.20A-5TW-L300","UN","EQUIPOS PRESION Y BOMBAS",null,"0,00 %","0,00"]
[107783,"EQUIPOS DE BOMBEO - VER ANEXO  CDRC","GL","ELEMENTOS DE SEGURIDAD",null,"0,00 %","0,00"]
[107784,"EQUIPOS DE CALDERAS  CDRC","GL","ELEMENTOS DE SEGURIDAD",null,"0,00 %","0,00"]
[1683,"EQUIPOS DE PRESION MOD.15H-3TW-L200H","UN","EQUIPOS PRESION Y BOMBAS",null,"0,00 %","0,00"]
[3085,"EQUIPOS DE PRESION MOD.20A- 6W - L500","UN","EQUIPOS PRESION Y BOMBAS",null,"0,00 %","0,00"]
[3083,"EQUIPOS DE PRESION MOD.20H-6W- L500","UN","EQUIPOS PRESION Y BOMBAS",null,"0,00 %","0,00"]
[3081,"EQUIPOS DE PRESION MOD.20H-6W-L300","UN","EQUIPOS PRESION Y BOMBAS",null,"0,00 %","0,00"]
[3082,"EQUIPOS DE PRESION MOD.20H-7.5W-L300","UN","EQUIPOS PRESION Y BOMBAS",null,"0,00 %","0,00"]
[12525,"EQUIPOS DE REHABILITACION PRO 1000 UPPER BODY","UN","DOTACION GIMNASIOS CEFE","125457845 - FITNESS MARKET","19,00 %","$ 19.798.188,00","2019-11-05"]
[12526,"EQUIPOS DE REHABILITACION STEPONE TOTAL BODY RECUMBENT STEPPER","UN","DOTACION GIMNASIOS CEFE","125457845 - FITNESS MARKET","19,00 %","$ 15.259.123,52","2019-10-22"]
[107356,"EQUIPOS DE SOLDADURA PARA COBRE","DD","SISTEMAS VENTILACION","47874222222 - CONTRATO CONSULTORIA CDRC 1","19,00 %","$ 34.999,99","2019-09-27"]
[105557,"Equipos Sistema  Eyector Automático N°1","UN","EQUIPOS PRESION Y BOMBAS",null,"0,00 %","0,00"]
[105558,"Equipos Sistema  Eyector Automático N°2","UN","EQUIPOS PRESION Y BOMBAS",null,"0,00 %","0,00"]
[108423,"Equipos,Elementos y Accesorios para Piscinas CDRC","GL","ACCESORIOS HIDROSANITARIOS",null,"0,00 %","0,00"]
[108551,"Equiseto/Equisetum Bogotense","UN","JARDINERIA Y GRAMAS",null,"0,00 %","0,00"]
[102638,"Escalador de Arbol (sum.) **","UN","PREFABRICADOS CONCRETO",null,"0,00 %","0,00"]
[102640,"Escalador de Arbol (sum.) Juego M-3**","UN","PREFABRICADOS CONCRETO","860061089 - IDRD - PROYECCIÓN","19,00 %","$ 650.422,00","2023-03-29"]
[103813,"ESCALADOR DE ARCO","UN","MISCELANEA",null,"0,00 %","0,00"]
[102639,"Escalador de Arco (sum.) **","UN","PREFABRICADOS CONCRETO","860061089 - IDRD - PROYECCIÓN","19,00 %","$ 840.024,00","2023-03-29"]
[102977,"Escalera 3, pasos en aluminio/metal plegable 150kg","UN","FERRETERIA Y HERRAMIENTAS","860061089 - IDRD - PROYECCIÓN","19,00 %","$ 158.373,01","2022-01-29"]
[107466,"Escalera acero inox para canal-4 pasos Piscina","UN","PISCINAS",null,"0,00 %","0,00"]
[103719,"ESCALERA DE EXTENSIÓN 16 PASOS","DD","MISCELANEA",null,"0,00 %","0,00"]
[103718,"ESCALERA DE EXTENSIÓN 24 PASOS","DD","MISCELANEA",null,"0,00 %","0,00"]
[102643,"Escalera de Gato (sum.) **","UN","PREFABRICADOS CONCRETO",null,"0,00 %","0,00"]
[104684,"Escalera de Gato A. Inox. 10 pasos para tanque","UN","EQUIPOS PRESION Y BOMBAS","666666666252 - IDRD - MEDIA GEOMETRICA COTIZACIONES","19,00 %","$ 725.730,00","2019-03-21"]
[105655,"Escalera de Gato en Aluminio H=2.00M (suministro)","UN","MOBILIARIO URBANO Y SEÑALIZAC.","555555555555 - IDRD - MEDIANA DE COTIZACIONES","19,00 %","$ 383.623,00","2019-07-15"]
[100412,"Escalera de gato para pozos de inspecc **","ML","CABLEADO ESTRUCTURADO",null,"0,00 %","0,00"]
[103494,"ESCALERA DE TIJERA (8  PASOS)","DD","EQUIPO ALQUILER Y MAQUINARIA","860061089 - IDRD - PROYECCIÓN","19,00 %","$ 21.772,00","2023-03-28"]
[100012,"Escalera de tijera 8 pasos en fibra de vidrio","UN","EQUIPO DE SEGURIDAD INDUSTRIAL","860061089 - IDRD - PROYECCIÓN","19,00 %","$ 559.786,00","2022-01-24"]
[2834,"ESCALERA Elec. 3.3 M. INCL.35","UN","ASCENSORES Y ESCALADORES",null,"0,00 %","0,00"]
[107644,"ESCALERA EN ACERO INOX PARA CANAL -3 PASOS","UN","CARPINTERIA METALICA",null,"0,00 %","0,00"]
[3245,"ESCALERA EXTENSIBLE EN ALUMINIO DE 3.5 A 7 m","DD","EQUIPO ALQUILER Y MAQUINARIA",null,"0,00 %","0,00"]
[101118,"ESCALERA MET. RECTA A=1.35 H= 1.66 PALACIO DEPORT.","UN","ASCENSORES Y ESCALADORES",null,"0,00 %","0,00"]
[102104,"ESCALERA MULTIPROPÓSITO 3.5MT 12 PASOS","UN","FERRETERIA","860061089 - IDRD - PROYECCIÓN","19,00 %","$ 316.754,00","2022-01-29"]
[102996,"ESCALERA TIPO EXTENSION DE 4.88MT A 9.17MT 32 PASO","UN","FERRETERIA Y HERRAMIENTAS","860061089 - IDRD - PROYECCIÓN","19,00 %","$ 1.839.087,00","2022-01-29"]
[109188,"ESCALERA TIPO TIJERA INDUSTRIAL 4 PASOS","UN","FERRETERIA",null,"0,00 %","0,00"]
[108422,"Escalera y sistema de deteccion vertical CRDC","UN","ELEMENTOS DE SEGURIDAD",null,"0,00 %","0,00"]
[108909,"EscaleraGato Retractil+Jaula protector+Escot (S+In","ML","CARPINTERIA METALICA",null,"0,00 %","0,00"]
[108762,"EscaleraSobreponerMarcaAstral3PeldañosInoxS/Especi","UN","PISCINAS",null,"0,00 %","0,00"]
[922,"ESCALERILLA Trans. VERTICAL","DD","EQUIPO ALQUILER Y MAQUINARIA",null,"0,00 %","0,00"]
[104733,"ESCALGRES ROJO 30.5 X 30.5","M2","Enchapes y Pisos",null,"0,00 %","0,00"]
[105141,"ESCHERICHIA COLI - ANÁLISIS AGUAS SUPERF. PISCINAS","UN","PISCINAS","860061089 - IDRD - PROYECCIÓN","19,00 %","$ 37.707,01","2022-01-31"]
[100928,"ESCLEROMETRO (MINIMO 5 ELEMENTOS)","UN","ENSAYOS DE LABORATORIO",null,"0,00 %","0,00"]
[2017,"ESCOBA FIBRA PLASTICA DURA MANGO DE MADERA","UN","FERRETERIA Y HERRAMIENTAS","860061089 - IDRD - PROYECCIÓN","19,00 %","$ 4.818,00","2022-01-24"]
[12814,"Escobillines para serigrafía 41 CM Dureza 80","UN","MOBILIARIO URBANO Y SEÑALIZAC.","860061089 - IDRD - PROYECCIÓN","19,00 %","$ 77.309,00","2022-01-30"]
[12813,"Escobillines para serigrafía 60 CM Dureza 80","UN","MOBILIARIO URBANO Y SEÑALIZAC.","860061089 - IDRD - PROYECCIÓN","19,00 %","$ 117.254,00","2022-01-30"]
[12812,"Escobillines para serigrafía 70 CM Dureza 80","UN","MOBILIARIO URBANO Y SEÑALIZAC.","860061089 - IDRD - PROYECCIÓN","19,00 %","$ 158.536,00","2022-01-30"]
[101171,"Escrit. archivador metálico (Rec.IDRD) **","UN","MUEBLES Y CLOSETS",null,"0,00 %","0,00"]
[101167,"Escrit. cost. H metálico (Rec.IDRD) **","UN","MUEBLES Y CLOSETS",null,"0,00 %","0,00"]
[101169,"Escrit. portateclado plástico (Rec.IDRD) **","UN","MUEBLES Y CLOSETS",null,"0,00 %","0,00"]
[101165,"Escrit. superf. fórmica 0.575X1.49C (Rec.IDRD) **","UN","MUEBLES Y CLOSETS",null,"0,00 %","0,00"]
[101166,"Escrit. superf. P fórmica 0.84X1.41 (Rec.IDRD) **","UN","MUEBLES Y CLOSETS",null,"0,00 %","0,00"]
[4029,"ESCRITORIO AUXILIAR KEFREN","UN","MUEBLES Y CLOSETS",null,"0,00 %","0,00"]
[4027,"ESCRITORIO EJECUTIVO KEFREN","UN","MUEBLES Y CLOSETS",null,"0,00 %","0,00"]
[492,"ESCUADRA FALSA DE 8\"","UN","HERRAMIENTA",null,"0,00 %","0,00"]
[12832,"ESCUADRA REGLA MULTIFUNCION LARGA","UN","FERRETERIA Y HERRAMIENTAS","860061089 - IDRD - PROYECCIÓN","19,00 %","$ 26.405,01","2022-01-29"]
[12834,"ESCUADRA REGLA MULTIFUNCIONAL  LARGA ","UN","FERRETERIA","860061089 - IDRD - PROYECCIÓN","19,00 %","$ 25.340,00","2022-01-29"]
[106245,"ESCUDO DOBLE PARA ROCIADOR CROMADO 1/2”","UN","RED CONTRA INCENDIO","6555555555 - IDRD - MENOR VALOR   DE COTIZACIONES","19,00 %","$ 4.165,00","2019-04-01"]
[103278,"ESCUDO EN PELICULA DE SEGURIDAD (0.40X0.40M)SUM**","UN","PERFILES Y DIVISIONES",null,"0,00 %","0,00"]
[106244,"ESCUDO PARA ROCIADOR CROMADO 1/2”","UN","RED CONTRA INCENDIO",null,"0,00 %","0,00"]
[101885,"ESLABÓN DE ENGANCHE, PASADOR Y OJAL CDRC Cometas","UN","FERRETERIA","860061089 - IDRD - PROYECCIÓN","19,00 %","$ 13.657,00","2022-01-29"]
[103540,"ESLINGA CON ABSORVEDOR CHOQUE","UN","ELEMENTOS DE SEGURIDAD","860061089 - IDRD - PROYECCIÓN","19,00 %","$ 147.868,00","2022-01-24"]
[104085,"ESLINGA EN Y CON GANCHOS+TERM+MOSQUET","UN","ELEMENTOS DE SEGURIDAD",null,"0,00 %","0,00"]
[102904,"ESMALTE  SINTÉTICO DOMÉSTICO INTERIOR","GLN","Esmaltes","8956232 - IDRD - MEDIA ARMONICA COTIZACIONES","19,00 %","$ 55.214,00","2022-04-08"]
[104553,"ESMALTE ACRILICO PINTUCO","GLN","Esmaltes",null,"0,00 %","0,00"]
[752,"ESMALTE ALQUIDICO BLANCO SIKA  (313050)","GLN","MORTEROS LISTOS","555555555555 - IDRD - MEDIANA DE COTIZACIONES","19,00 %","$ 94.474,00","2023-03-17"]
[1942,"ESMALTE ALQUIDICO SIKA AMARILLO 1gall","GLN","PINTURAS",null,"0,00 %","0,00"]
[1955,"ESMALTE ALQUIDICO SIKA ROJO BERMELLON 1gall","GLN","PINTURAS",null,"0,00 %","0,00"]
[1826,"ESMALTE BRILLANTE COLOR (POR 5 GL)","GLN","Esmaltes","860061089 - IDRD - PROYECCIÓN","19,00 %","$ 67.155,00","2023-03-24"]
[1824,"ESMALTE BRILLANTE SINTÉTICO INT. Y EXTERIOR","GLN","Esmaltes","8956232 - IDRD - MEDIA ARMONICA COTIZACIONES","19,00 %","$ 89.068,00","2023-03-22"]
[1037,"ESMALTE DOMESTICO(interior)","GLN","Esmaltes","860061089 - IDRD - PROYECCIÓN","19,00 %","$ 73.969,00","2023-03-24"]
[105970,"ESMALTE EPOXICO AMARILLO (Componente A+B)","GLN","ADITIVOS Y QUIMICOS",null,"0,00 %","0,00"]
[1850,"ESMALTE HORNEABLE BLANCO ICO","GLN","Esmaltes",null,"0,00 %","0,00"]
[1851,"ESMALTE HORNEABLE NEGRO ICO","GLN","Esmaltes",null,"0,00 %","0,00"]
[1827,"ESMALTE ICOMATE BLANCO ICO","GLN","Esmaltes",null,"0,00 %","0,00"]
[1828,"ESMALTE ICOMATE NEGRO ICO","GLN","Esmaltes",null,"0,00 %","0,00"]
[1853,"ESMALTE MARTILLADO azul real ICO","GLN","Esmaltes",null,"0,00 %","0,00"]
[1854,"ESMALTE MARTILLADO G/PLATA ICO","GLN","Esmaltes",null,"0,00 %","0,00"]
[1038,"ESMALTE MATE SUPERSINTETICO Tipo-1 Exterior","GLN","Esmaltes","860061089 - IDRD - PROYECCIÓN","19,00 %","$ 73.969,00","2023-03-24"]
[1040,"ESMALTE SEMI-Brillante","GLN","Esmaltes","860061089 - IDRD - PROYECCIÓN","19,00 %","$ 69.679,00","2023-03-24"]
[856,"ESMALTE SIKA NEGRO 1gall","GLN","MORTEROS LISTOS",null,"0,00 %","0,00"]
[2524,"ESMALTE SIKA VERDE1gall","GLN","MORTEROS LISTOS","860.000.896-2 - SIKA ANDINA S.A.","19,00 %","$ 77.350,00","2019-08-27"]
[1765,"ESMALTE Sint. UNIHOGAR BLANCO PHILAAC 2201","GLN","Esmaltes","860061089 - IDRD - PROYECCIÓN","19,00 %","$ 67.387,00","2022-06-07"]
[1811,"ESMALTE SINTETICO BRILLANTE (Cuñete de 5Gal)","GLN","Esmaltes","860061089 - IDRD - PROYECCIÓN","19,00 %","$ 70.451,00","2023-03-24"]
[1039,"ESMALTE SINTETICO UNICOLOR BLANCO PHILAAC 2171","GLN","Esmaltes","860061089 - IDRD - PROYECCIÓN","19,00 %","$ 80.652,00","2022-06-07"]
[105971,"ESMALTE URETANO  AMARILLO (Componente A+B)","GLN","ADITIVOS Y QUIMICOS",null,"0,00 %","0,00"]
[100353,"ESMALTE URETANO GRIS+CATALIZADOR **","GLN","PINTURAS","860061089 - IDRD - PROYECCIÓN","19,00 %","$ 379.238,01","2023-03-29"]
[104138,"ESMALTE URETANO NEGRO (COMPONENTE-A)","GLN","PINTURAS","860061089 - IDRD - PROYECCIÓN","19,00 %","$ 279.602,00","2023-03-30"]
[104139,"ESMALTE URETANO NEGRO (COMPONENTE-B)","GLN","PINTURAS","860061089 - IDRD - PROYECCIÓN","19,00 %","$ 381.844,00","2023-03-30"]
[102035,"ESMALTE URETANO SIKA O SIMILAR","CÑT","PINTURAS","6555555555 - IDRD - MENOR VALOR   DE COTIZACIONES","19,00 %","$ 856.800,00","2019-06-14"]
[12983,"Esmalte verde Spray color Verde Esmeralda","UN","FERRETERIA Y HERRAMIENTAS","860061089 - IDRD - PROYECCIÓN","19,00 %","$ 18.484,00","2022-01-29"]
[102491,"Espaldar para Banca M-30.","UN","MOBILIARIO PARQUES",null,"0,00 %","0,00"]
[103809,"ESPALDAR PARA BANCA M-31","UN","MOBILIARIO PARQUES","860061089 - IDRD - PROYECCIÓN","19,00 %","$ 279.783,01","2023-03-30"]
[104757,"ESPARRAGO 5/8\"L=5\" GRADO-7","UN","APARATOS ELECTRICOS",null,"0,00 %","0,00"]
[3708,"ESPARRAGO 5/8x20 \"+ TUERCAS","UN","FERRETERIA","860061089 - IDRD - PROYECCIÓN","19,00 %","$ 9.424,00","2022-01-29"]
[105003,"ESPARRAGO 5/8x24 \"","UN","APARATOS ELECTRICOS","860061089 - IDRD - PROYECCIÓN","19,00 %","$ 9.717,00","2023-03-28"]
[3957,"ESPARRAGO DE 3/16\"x60 GA-6   ACESCO","ML","CERCHAS,VIGAS, ANG, PERFILES",null,"0,00 %","0,00"]
[3956,"ESPARRAGO DE 3/16\"xTA-18      ACESCO","ML","CERCHAS,VIGAS, ANG, PERFILES",null,"0,00 %","0,00"]
[3955,"ESPARRAGO DE 3/16\"xTA-9        ACESCO","ML","CERCHAS,VIGAS, ANG, PERFILES",null,"0,00 %","0,00"]
[106761,"ESPARRAGO DE 578X18\" + TUERCAS","UN","FERRETERIA",null,"0,00 %","0,00"]
[101886,"ESPARRAGO GALVANIZADO DE 5/8\" X 18\" CDRC Cometas","UN","FERRETERIA","860061089 - IDRD - PROYECCIÓN","19,00 %","$ 8.704,01","2022-01-29"]
[494,"ESPATULA 2\" DE ACERO CARBONO -  MANGO PLASTICO","UN","HERRAMIENTA","860061089 - IDRD - PROYECCIÓN","19,00 %","$ 7.387,00","2022-01-31"]
[516,"ESPATULA DE ACERO CARBONO - MANGO PLASTICO 4\"","UN","HERRAMIENTA","860061089 - IDRD - PROYECCIÓN","19,00 %","$ 6.720,00","2022-01-24"]
[102795,"ESPECIALISTA INFRAESTRUCTURA VIAL**","MES","TARIFAS PROFESIONALES",null,"0,00 %","0,00"]
[103298,"ESPEJO 4mm CDD CRISTAL DILATADORES ACERO 3cm **","UN","MISCELANEA",null,"0,00 %","0,00"]
[104806,"ESPEJO BRONCE BISELADO 4mm","M2","VIDRIOS Y ESPEJOS",null,"0,00 %","0,00"]
[2965,"ESPEJO CRISTAL INCOLORO 3mm","M2","VIDRIOS Y ESPEJOS","860061089 - IDRD - PROYECCIÓN","19,00 %","$ 133.081,00","2022-02-04"]
[1208,"ESPEJO CRISTAL INCOLORO 4mm","M2","VIDRIOS Y ESPEJOS","860061089 - IDRD - PROYECCIÓN","19,00 %","$ 249.796,01","2023-03-28"]
[103365,"ESPEJO CRISTAL incoloro BISELADO 4MM  imp.","M2","VIDRIOS Y ESPEJOS","860061089 - IDRD - PROYECCIÓN","19,00 %","$ 168.992,00","2022-01-24"]
[104266,"ESPEJO CRISTAL INCOLORO(SUM+INST)","M2","VIDRIOS Y ESPEJOS","6555555555 - IDRD - MENOR VALOR   DE COTIZACIONES","19,00 %","$ 220.150,00","2019-04-08"]
[103332,"Espejo para baño sec. IDRD marco en madera **","UN","MISCELANEA","860061089 - IDRD - PROYECCIÓN","19,00 %","$ 268.728,00","2022-02-09"]
[257,"ESPEJO PELDAR BRONCE 4 mm","M2","VIDRIOS Y ESPEJOS",null,"0,00 %","0,00"]
[2711,"ESPEJO PELDAR CLARO    3 mm","M2","VIDRIOS Y ESPEJOS",null,"0,00 %","0,00"]
[105732,"ESPONJA FIBRA ABRASIVA  X 36 UNIDADES","UN","ELEMENTOS DE ASEO",null,"0,00 %","0,00"]
[1930,"ESQUINERA DE 6 NATURAL MOORE","ML","ENCHAPES,PISOS,ALFOMBRAS,PAPEL",null,"0,00 %","0,00"]
[1929,"ESQUINERA DE 6 Vitrif. MOORE","ML","ENCHAPES,PISOS,ALFOMBRAS,PAPEL",null,"0,00 %","0,00"]
[1928,"ESQUINERA DE 8 NATURAL MOORE","ML","ENCHAPES,PISOS,ALFOMBRAS,PAPEL",null,"0,00 %","0,00"]
[1927,"ESQUINERA DE 8 Vitrif. MOORE","ML","ENCHAPES,PISOS,ALFOMBRAS,PAPEL",null,"0,00 %","0,00"]
[102738,"ESQUINERO BLANCO X 2.40M -  PVC","UN","FERRETERIA Y HERRAMIENTAS","860061089 - IDRD - PROYECCIÓN","19,00 %","$ 1.405,00","2022-06-03"]
[106412,"ESQUINERO PISO EASY DECK AQUA","UN","Pisos",null,"0,00 %","0,00"]
[107212,"ESQUINEROS CALIBRE 20","UN","SISTEMAS VENTILACION","47874222222 - CONTRATO CONSULTORIA CDRC 1","19,00 %","$ 750,00","2019-07-04"]
[107024,"Esructura metálica (materiales, fabricación y montaje) + limpieza + imprimante + acabado (sumi+inst)","KG","CERCHAS,VIGAS, ANG, PERFILES","860061089 - IDRD - PROYECCIÓN","19,00 %","$ 15.635,01","2022-06-08"]
[101102,"EST. GEOTECNICO PARQUE DE BARRIO HUNZA","UN","TARIFAS Y SERVICIOS",null,"0,00 %","0,00"]
[106121,"EstacaPlást.Poliet.AltoImpact(6x6cm)L=30cm(Su+Ins)","UN","Pisos",null,"0,00 %","0,00"]
[103795,"ESTACION 10- BANCA ABDOMINALES BAJO","UN","MOBILIARIO URBANO Y SEÑALIZAC.","860061089 - IDRD - PROYECCIÓN","19,00 %","$ 1.982.755,00","2023-03-24"]
[103796,"ESTACION 11- BANCA FORTALECIMIENTO","UN","MISCELANEA",null,"0,00 %","0,00"]
[103797,"ESTACION 12- POSTE ABDOMINALES","UN","MISCELANEA",null,"0,00 %","0,00"]
[103794,"ESTACION 1-POSTE ESTIRAMIENTO","UN","MISCELANEA",null,"0,00 %","0,00"]
[103800,"ESTACION 2-TUBO EJERCICIO GEMELOS","UN","MISCELANEA",null,"0,00 %","0,00"]
[103801,"ESTACION 3- BANCA ABDOMINALES","UN","MOBILIARIO PARQUES","8956232 - IDRD - MEDIA ARMONICA COTIZACIONES","19,00 %","$ 2.411.157,00","2022-06-06"]
[103802,"ESTACION 4- BARRA PARA SALTO","UN","MISCELANEA",null,"0,00 %","0,00"]
[103803,"ESTACION 5- BARRA FLEXION ESPALDA","UN","MISCELANEA","860061089 - IDRD - PROYECCIÓN","19,00 %","$ 1.015.619,01","2023-03-30"]
[103805,"ESTACION 6- BANCA PARA ESTIRAMIENTO","UN","MISCELANEA",null,"0,00 %","0,00"]
[103804,"ESTACION 6- BARRA FLEXION PECHO","UN","MISCELANEA",null,"0,00 %","0,00"]
[103806,"ESTACION 7- BARRAS PARALELAS","UN","MISCELANEA",null,"0,00 %","0,00"]
[103807,"ESTACION 8- TUBOS PARA BRINCO","UN","MISCELANEA",null,"0,00 %","0,00"]
[103808,"ESTACION 9- BANCA ABDOMINALES ALTO","UN","MISCELANEA",null,"0,00 %","0,00"]
[106442,"ESTACION AJEDREZ URBANO(EN A. INOX DISEÑO IDRD)","UN","MOBILIARIO URBANO Y SEÑALIZAC.","860061089 - IDRD - PROYECCIÓN","19,00 %","$ 5.096.981,00","2023-03-30"]
[13088,"Estación Banco de Abdominales (suministro+instalacion)","UN","MOBILIARIO PARQUES","860061089 - IDRD - PROYECCIÓN","19,00 %","$ 17.806.020,00","2022-12-22"]
[13104,"Estación Banco de Press (suministro+instalacion)","UN","MOBILIARIO PARQUES","860061089 - IDRD - PROYECCIÓN","19,00 %","$ 32.153.107,00","2022-12-22"]
[108857,"Estación Cambia Pañal AC-BCSBY Acuaval","UN","MUEBLES ACCESORIOS",null,"0,00 %","0,00"]
[13090,"Estación de caminata aerea (suministro+instalacion)","UN","MOBILIARIO PARQUES","860061089 - IDRD - PROYECCIÓN","19,00 %","$ 14.247.714,00","2022-12-22"]
[4034,"ESTACION DE COMPUTO HOME","UN","MUEBLES Y CLOSETS",null,"0,00 %","0,00"]
[106827,"ESTACION DE GIMNASIA NTD LIGTH","UN","MOBILIARIO URBANO Y SEÑALIZAC.",null,"0,00 %","0,00"]
[102376,"Estación de Gimnasia NTD V.2.0. DISEÑO IDRD","UN","MOBILIARIO PARQUES","555555555555 - IDRD - MEDIANA DE COTIZACIONES","19,00 %","$ 8.721.760,00","2019-07-23"]
[107977,"Estación de llamada  PVA-15CST","UN","APARATOS ELECTRICOS",null,"0,00 %","0,00"]
[12850,"ESTACION DE SOLDADURA 2 EN 1 AIRE Y CAUTIN","UN","HERRAMIENTA","860061089 - IDRD - PROYECCIÓN","19,00 %","$ 284.118,00","2022-01-26"]
[13082,"Estación Elíptica (suministro+instalacion)","UN","MOBILIARIO PARQUES","860061089 - IDRD - PROYECCIÓN","19,00 %","$ 16.909.585,01","2022-12-22"]
[13105,"Estación Extensor de Muslo (suministro+instalacion)","UN","MOBILIARIO PARQUES","860061089 - IDRD - PROYECCIÓN","19,00 %","$ 34.757.528,01","2022-12-22"]
[106119,"ESTACION GIMNASIA CONVENCIONAL IDRD","UN","MOBILIARIO PARQUES","860061089 - IDRD - PROYECCIÓN","19,00 %","$ 19.442.575,00","2023-03-30"]
[106620,"Estacion Gimnasia NTD- Street Workout(Diseño IDRD)","UN","MOBILIARIO PARQUES",null,"0,00 %","0,00"]
[107966,"Estacion manual Accion doble UL FM GSA-M278","UN","APARATOS ELECTRICOS","66665555555 - IDRD - MEDIA ARITMETICA DE COTIZACIONES","19,00 %","$ 193.149,99","2019-03-11"]
[108503,"ESTACION MANUAL DE ALARMA","UN","MISCELANEA",null,"0,00 %","0,00"]
[101706,"Estación manual direccionable con stopper","UN","APARATOS ELECTRICOS","77777777777 - CONTRATO CONSULTORIA CEFE COMETAS","19,00 %","$ 654.319,00","2019-07-03"]
[13083,"Estación Mariposa (suministro+instalacion)","UN","MOBILIARIO PARQUES","860061089 - IDRD - PROYECCIÓN","19,00 %","$ 44.188.643,01","2022-12-22"]
[105956,"ESTACION METEOROLOGICA INALAMBRICA","UN","EQUIPOS ESPECIALES",null,"0,00 %","0,00"]
[4035,"ESTACION MULTIMEDIA HOME","UN","MUEBLES Y CLOSETS",null,"0,00 %","0,00"]
[101117,"ESTACION MULTIMEDIA HOME","UN","MUEBLES Y CLOSETS",null,"0,00 %","0,00"]
[13098,"Estación para Abdomen, Oblicuos y espalda Twister (suministro+instalacion)","UN","MOBILIARIO PARQUES","860061089 - IDRD - PROYECCIÓN","19,00 %","$ 7.372.809,01","2022-12-22"]
[13084,"Estación para Abdominales (suministro+instalacion)","UN","MOBILIARIO PARQUES","860061089 - IDRD - PROYECCIÓN","19,00 %","$ 40.271.770,00","2022-12-22"]
[13087,"Estación para Abductor de Muslo (suministro+instalacion)","UN","MOBILIARIO PARQUES","860061089 - IDRD - PROYECCIÓN","19,00 %","$ 44.188.643,01","2022-12-22"]
[13096,"Estación para Biceps (suministro+instalacion)","UN","MOBILIARIO PARQUES","860061089 - IDRD - PROYECCIÓN","19,00 %","$ 31.911.934,01","2022-12-22"]
[4028,"ESTACION PARA COMPUTO KEFREN","UN","MUEBLES Y CLOSETS",null,"0,00 %","0,00"]
[106800,"ESTACION PARA EXTENSION DE PIERNAS","UN","MOBILIARIO PARQUES","860061089 - IDRD - PROYECCIÓN","19,00 %","$ 11.871.688,00","2022-01-24"]
[106801,"ESTACION PARA FLEXION DE PIERNAS","UN","MOBILIARIO PARQUES","860061089 - IDRD - PROYECCIÓN","19,00 %","$ 11.871.688,00","2022-01-24"]
[106809,"ESTACION PARA HALON SUPERIOR ESPALDA","UN","MOBILIARIO PARQUES","860061089 - IDRD - PROYECCIÓN","19,00 %","$ 11.871.688,00","2022-01-24"]
[13103,"Estación para muslos y pantorrilla Step (suministro+instalacion)","UN","MOBILIARIO PARQUES","860061089 - IDRD - PROYECCIÓN","19,00 %","$ 20.210.707,01","2022-12-22"]
[106802,"ESTACION PARA PANTORRILLA PRENSA","UN","MOBILIARIO PARQUES","860061089 - IDRD - PROYECCIÓN","19,00 %","$ 11.871.688,00","2022-01-24"]
[13089,"Estación para pectorales, Biceps y Espalda (suministro+instalacion)","UN","MOBILIARIO PARQUES","860061089 - IDRD - PROYECCIÓN","19,00 %","$ 15.262.302,01","2022-12-22"]
[106805,"ESTACION PARA PRESION HOMBRO","UN","MOBILIARIO PARQUES","860061089 - IDRD - PROYECCIÓN","19,00 %","$ 11.871.688,00","2022-01-24"]
[106804,"ESTACION PARA PRESION PECHO","UN","MOBILIARIO PARQUES","860061089 - IDRD - PROYECCIÓN","19,00 %","$ 11.871.688,00","2022-01-24"]
[13081,"Estación Para Remo (suministro+instalacion)","UN","MOBILIARIO PARQUES","860061089 - IDRD - PROYECCIÓN","19,00 %","$ 34.738.367,01","2022-12-22"]
[106808,"ESTACION PARA REMO BAJO","UN","MOBILIARIO PARQUES","860061089 - IDRD - PROYECCIÓN","19,00 %","$ 11.871.688,00","2022-01-24"]
[13086,"Estación para Sentadillas (suministro+instalacion)","UN","MOBILIARIO PARQUES","860061089 - IDRD - PROYECCIÓN","19,00 %","$ 32.460.532,01","2022-12-22"]
[106807,"ESTACION PARA TRICEP FONDOS PARALELAS","UN","MOBILIARIO PARQUES","860061089 - IDRD - PROYECCIÓN","19,00 %","$ 11.871.688,00","2022-01-24"]
[13095,"Estación para tronco superior (suministro+instalacion)","UN","MOBILIARIO PARQUES","860061089 - IDRD - PROYECCIÓN","19,00 %","$ 11.995.103,00","2022-12-22"]
[13091,"Estación Pendulo y Twist para abdomen y espalda (suministro+instalacion)","UN","MOBILIARIO PARQUES","860061089 - IDRD - PROYECCIÓN","19,00 %","$ 22.048.446,01","2022-12-22"]
[106806,"ESTACION PREDICADOR BICEPS","UN","MOBILIARIO PARQUES","860061089 - IDRD - PROYECCIÓN","19,00 %","$ 11.871.688,00","2022-01-24"]
[13094,"Estación Prensa de Hombro (suministro+instalacion)","UN","MOBILIARIO PARQUES","860061089 - IDRD - PROYECCIÓN","19,00 %","$ 33.404.630,00","2022-12-22"]
[13085,"Estación Prensa de Miembros Inferiores (suministro+instalacion)","UN","MOBILIARIO PARQUES","860061089 - IDRD - PROYECCIÓN","19,00 %","$ 40.879.560,00","2022-12-22"]
[13093,"Estación Prensa de Pecho (suministro+instalacion)","UN","MOBILIARIO PARQUES","860061089 - IDRD - PROYECCIÓN","19,00 %","$ 33.404.630,00","2022-12-22"]
[13092,"Estación Prensa de Triceps (suministro+instalacion)","UN","MOBILIARIO PARQUES","860061089 - IDRD - PROYECCIÓN","19,00 %","$ 31.911.934,01","2022-12-22"]
[13102,"Estación Remo Bajo (suministro+instalacion)","UN","MOBILIARIO PARQUES","860061089 - IDRD - PROYECCIÓN","19,00 %","$ 32.593.560,00","2022-12-22"]
[13099,"Estación Rotación Brazos (suministro+instalacion)","UN","MOBILIARIO PARQUES","860061089 - IDRD - PROYECCIÓN","19,00 %","$ 12.928.038,00","2022-12-22"]
[13097,"Estación Rotación de Pelvis (suministro+instalacion)","UN","MOBILIARIO PARQUES","860061089 - IDRD - PROYECCIÓN","19,00 %","$ 33.404.630,00","2022-12-22"]
[13100,"Estación Rueda de Hombro (suministro+instalacion)","UN","MOBILIARIO PARQUES","860061089 - IDRD - PROYECCIÓN","19,00 %","$ 11.747.975,00","2022-12-22"]
[100849,"Estación Total Topografia  (mes) **","MES","EQUIPO ALQUILER Y MAQUINARIA","860061089 - IDRD - PROYECCIÓN","19,00 %","$ 2.220.342,00","2022-01-26"]
[100976,"Estación Total Topografia (dia)   **","DD","EQUIPO ALQUILER Y MAQUINARIA","8956232 - IDRD - MEDIA ARMONICA COTIZACIONES","19,00 %","$ 69.542,01","2022-05-02"]
[814,"ESTACION TOTAL TOPOGRAFICA","MES","EQUIPO ALQUILER Y MAQUINARIA","555555555555 - IDRD - MEDIANA DE COTIZACIONES","19,00 %","$ 2.250.000,00","2023-03-22"]
[107899,"ESTANTE ABIERTO. De 1,90 x 2,60 fondo 0,60","UN","MUEBLES ACCESORIOS",null,"0,00 %","0,00"]
[107900,"ESTANTE DEPOSITO DE INSTRUMENTOS","UN","MUEBLES ACCESORIOS",null,"0,00 %","0,00"]
[107768,"ESTANTERÍA SÓLIDA","UN","EQUIPOS PARA COCINA",null,"0,00 %","0,00"]
[108776,"Estanteria Solida M-2000 (140x40x180cm)","UN","CARPINTERIA METALICA",null,"0,00 %","0,00"]
[107827,"ESTANTERIA VENTILADA EN ACERO","UN","EQUIPOS PARA COCINA",null,"0,00 %","0,00"]
[108550,"EstanteriaGimnasioTubularMallaMetalicaM12S/Especif","UN","CARPINTERIA METALICA",null,"0,00 %","0,00"]
[102417,"Esterilla Guadua (A=0.40M) L=4M","UN","MADERAS","860061089 - IDRD - PROYECCIÓN","19,00 %","$ 16.355,00","2022-06-06"]
[12862,"ESTIBA PLASTICA DE 1,20 M X 1,0 M X 0,12 M CON CAPACIDAD DE 2 TONELADAS","UN","FORMALETA","860061089 - IDRD - PROYECCIÓN","19,00 %","$ 150.825,00","2022-01-31"]
[102924,"ESTOPA (1 Kg) **","KG","FERRETERIA Y HERRAMIENTAS","8956232 - IDRD - MEDIA ARMONICA COTIZACIONES","19,00 %","$ 13.099,00","2023-03-22"]
[1265,"ESTOPA BLANCA PEINADA","UN","FERRETERIA Y HERRAMIENTAS",null,"0,00 %","0,00"]
[1264,"ESTOPA CORRIENTE","UN","FERRETERIA Y HERRAMIENTAS",null,"0,00 %","0,00"]
[1981,"ESTOPA No.4 (250 Grs)","UN","FERRETERIA Y HERRAMIENTAS",null,"0,00 %","0,00"]
[3796,"ESTOPEROL  REDUCTOR VELOCIDAD 11X3CM.","UN","EQUIPO DE SEGURIDAD INDUSTRIAL","66665555555 - IDRD - MEDIA ARITMETICA DE COTIZACIONES","19,00 %","$ 1.954,00","2020-12-22"]
[101561,"ESTR-TUBO DE 1-1/2 X 1-1/2 PARA INSTALACION CRDC","M2","CIELO RASOS","860061089 - IDRD - PROYECCIÓN","19,00 %","$ 339.560,00","2023-03-29"]
[102228,"ESTRUC PARA LISTONES ACUSTICOS CEFE COMETAS","M2","Enchapes","77777777777 - CONTRATO CONSULTORIA CEFE COMETAS","19,00 %","$ 108.000,00","2019-07-12"]
[12287,"ESTRUCTURA / PARALES DE TENIS (Suministro)","JGO","MOBILIARIO PARQUES","860061089 - IDRD - PROYECCIÓN","19,00 %","$ 1.520.570,00","2022-01-30"]
[103411,"Estructura Aluminio  para cortasol termobrise 150*","M2","MISCELANEA",null,"0,00 %","0,00"]
[103757,"ESTRUCTURA BALONCESTO ANTIBANDALICA COMPLETA","JGO","MOBILIARIO URBANO Y SEÑALIZAC.","860061089 - IDRD - PROYECCIÓN","19,00 %","$ 4.488.947,00","2023-03-28"]
[105653,"ESTRUCTURA CANCHA MULTINIVEL BALONCESTO móvil","JGO","MOBILIARIO PARQUES",null,"0,00 %","0,00"]
[104815,"ESTRUCTURA CANCHA MULTIPLE BALONCESTO/MICRO móvil","UN","PREFABRICADOS METALICOS",null,"0,00 %","0,00"]
[101565,"ESTRUCTURA DE  MINIFUTBOL+malla (sum.) **","JGO","PREFABRICADOS METALICOS",null,"0,00 %","0,00"]
[103743,"ESTRUCTURA DE TENIS (Sunministro)","UN","MOBILIARIO URBANO Y SEÑALIZAC.","860061089 - IDRD - PROYECCIÓN","19,00 %","$ 95.822,00","2023-03-30"]
[107423,"ESTRUCTURA DE VOLEIBOL DE DISDEPORTES O EQUIVALENT","UN","VARIOS",null,"0,00 %","0,00"]
[12446,"Estructura en tubo de 1-1/2 x 1-1/2 para instalación de Panelex CEFE COMETAS","M2","PLATINAS, TUBOS ESTRUCTU","77777777777 - CONTRATO CONSULTORIA CEFE COMETAS","19,00 %","$ 219.511,49","2019-09-20"]
[106811,"ESTRUCTURA ENTRENAMIENTO FUNCIONAL AIRELIBRE 11USU","UN","MOBILIARIO PARQUES","860061089 - IDRD - PROYECCIÓN","19,00 %","$ 23.870.120,00","2022-01-24"]
[108434,"Estructura especial de encofrado para tablilla","M2/DD","FORMALETA","47874222222 - CONTRATO CONSULTORIA CDRC 1","19,00 %","$ 1.071,00","2019-09-27"]
[101697,"Estructura LA 220+templete+tierra (VER CIO-A-16612","UN","CONCRETOS",null,"0,00 %","0,00"]
[100838,"Estructura Lavado de LLantas","UN","OTROS PREFABRICADOS",null,"0,00 %","0,00"]
[101152,"Estructura liviana recepción IDRD según diseño","UN","IMPERMEABIL.,ADITIVOS,QUIMICOS",null,"0,00 %","0,00"]
[102140,"Estructura Lúdica en acero y refuerzos según cálcu","UN","MISCELANEA","NINGUNO EN PARTICULAR","19,00 %","$ 125.208.706,00","2019-07-08"]
[102873,"Estructura Metálica **","KG","CERCHAS,VIGAS, ANG, PERFILES",null,"0,00 %","0,00"]
[101506,"Estructura microfutbol Fija","JGO","OTROS PREFABRICADOS","860061089 - IDRD - PROYECCIÓN","19,00 %","$ 3.658.305,00","2023-03-29"]
[108056,"ESTRUCTURA MICROFUTBOL MOVIL 3x2m ","JGO","MOBILIARIO PARQUES","860061089 - IDRD - PROYECCIÓN","19,00 %","$ 3.054.234,00","2023-03-28"]
[103744,"ESTRUCTURA MINITENIS","JGO","MOBILIARIO URBANO Y SEÑALIZAC.","860061089 - IDRD - PROYECCIÓN","19,00 %","$ 592.330,00","2023-03-30"]
[3638,"ESTRUCTURA PARA BALONCESTO","UN","OTROS PREFABRICADOS",null,"0,00 %","0,00"]
[12518,"ESTRUCTURA SINERGY PRECISION - FUERZA","UN","DOTACION GIMNASIOS CEFE","125457845 - FITNESS MARKET","19,00 %","$ 35.688.100,00","2019-10-22"]
[101694,"Estructura terminal LA 218","UN","CONCRETOS",null,"0,00 %","0,00"]
[103759,"ESTRUCTURA VOLEIBOL","JGO","MOBILIARIO URBANO Y SEÑALIZAC.","860061089 - IDRD - PROYECCIÓN","19,00 %","$ 1.213.918,00","2023-03-28"]
[100402,"Estructura voleyball","JGO","PREFABRICADOS METALICOS",null,"0,00 %","0,00"]
[108168,"EstructuraCubiertaVidrio y lucernarioa(Sum+In","M2","CUBIERTAS",null,"0,00 %","0,00"]
[107175,"ESTUCO ACRILICO - ESTUKA - SIKA o similar","GLN","ADITIVOS. MORTEROS","8956232 - IDRD - MEDIA ARMONICA COTIZACIONES","19,00 %","$ 22.479,00","2023-03-06"]
[1041,"ESTUCO CORONA BLANCO  POR 5 Kg","KG","PINTURAS",null,"0,00 %","0,00"]
[1806,"ESTUCO PASTA  PINTUCO Int.","GLN","PINTURAS",null,"0,00 %","0,00"]
[1266,"ESTUCO PLASTICO","GLN","PINTURAS",null,"0,00 %","0,00"]
[1267,"ESTUCO PLASTICO","CÑT","PINTURAS","860061089 - IDRD - PROYECCIÓN","19,00 %","$ 88.768,00","2022-01-31"]
[266,"ESTUCO VENECIANO  CLARO","GLN","PINTURAS",null,"0,00 %","0,00"]
[102391,"ESTUCO VENECIANO  CLARO","M2","PINTURAS",null,"0,00 %","0,00"]
[102399,"ESTUCO VENECIANO  CLARO INSTALADO","M2","PINTURAS",null,"0,00 %","0,00"]
[102392,"ESTUCO VENECIANO  OSCURO","M2","PINTURAS",null,"0,00 %","0,00"]
[102398,"ESTUCO VENECIANO  OSCURO","GLN","PINTURAS",null,"0,00 %","0,00"]
[102400,"ESTUCO VENECIANO  OSCURO INSTALADO","M2","PINTURAS",null,"0,00 %","0,00"]
[2726,"ESTUCOR BLANCO CRNA","KG","ENCHAPES,PISOS,ALFOMBRAS,PAPEL",null,"0,00 %","0,00"]
[101399,"ESTUDIO GEOTECNICO  PARA  PARQUE DE BARRIO","UN","TARIFAS Y SERVICIOS",null,"0,00 %","0,00"]
[101064,"ESTUDIO GEOTECNICO Y ANALISIS DE ESTABILIDAD DE TA","UN","TARIFAS Y SERVICIOS",null,"0,00 %","0,00"]
[726,"ESTUFA 3 pts. PRECISA 5000 CHLLG","UN","Estufas",null,"0,00 %","0,00"]
[107802,"ESTUFA A GAS 4 FOGONES","UN","EQUIPOS PARA COCINA",null,"0,00 %","0,00"]
[107803,"ESTUFA A GAS TIPO ENANA","UN","EQUIPOS PARA COCINA",null,"0,00 %","0,00"]
[435,"ESTUFA Gas                                HACEB","UN","EQUIPOS PARA COCINA",null,"0,00 %","0,00"]
[434,"ESTUFA GAS  4 Ptos   ECONOMICA","UN","EQUIPOS PARA COCINA",null,"0,00 %","0,00"]
[1868,"ESTUFA GAS .Piso Gabinete","UN","EQUIPOS PARA COCINA",null,"0,00 %","0,00"]
[1014,"ESTUFA GAS 2 pts. PRECISA                CHLLG","UN","Estufas",null,"0,00 %","0,00"]
[9455,"ESTUFA GAS 3 pts. PRECISA                CHLLG","UN","Estufas",null,"0,00 %","0,00"]
[1870,"ESTUFA GAS 4 Ptos","UN","EQUIPOS PARA COCINA",null,"0,00 %","0,00"]
[1098,"ESTUFA GAS 4 pts, CORNING GLASS           CHLLG","UN","Estufas",null,"0,00 %","0,00"]
[987,"ESTUFA GAS 4 pts. Compact 6000 CHLLG","UN","Estufas",null,"0,00 %","0,00"]
[1097,"ESTUFA GAS 4 pts. CORNING GLASS             CHLLG","UN","Estufas",null,"0,00 %","0,00"]
[3258,"ESTUFA GAS 4pts. Classic                 CHLLG","UN","Estufas",null,"0,00 %","0,00"]
[432,"ESTUFA GAS Color  3 Ptos.ALMENDRA","UN","EQUIPOS PARA COCINA",null,"0,00 %","0,00"]
[433,"ESTUFA GAS Cr. 2 Ptos. INDUC.","UN","EQUIPOS PARA COCINA",null,"0,00 %","0,00"]
[1867,"ESTUFA GAS Cr. 3 Ptos. INDUC.","UN","EQUIPOS PARA COCINA",null,"0,00 %","0,00"]
[1869,"ESTUFA GAS Cr.Piso INDUC","UN","EQUIPOS PARA COCINA",null,"0,00 %","0,00"]
[1866,"ESTUFA GAS Esmlt. 2Ptos","UN","EQUIPOS PARA COCINA",null,"0,00 %","0,00"]
[3659,"ESTUFA INDUSTRIAL A GAS","UN","EQUIPOS PARA COCINA",null,"0,00 %","0,00"]
[3650,"ESTUFA INDUSTRIAL A GAS MARCA INOX","UN","EQUIPOS PARA COCINA",null,"0,00 %","0,00"]
[436,"ESTUFA MIXTA                            HACEB","UN","EQUIPOS PARA COCINA",null,"0,00 %","0,00"]
[3257,"ESTUFA MIXTA 4 pts. 6000               CHLLG","UN","Estufas",null,"0,00 %","0,00"]
[1127,"ESTUFA MIXTA 4 pts. Cristal               CHLLG","UN","Estufas",null,"0,00 %","0,00"]
[3260,"ESTUFA MIXTA 4 pts. enc. e/tronic Classic CHLLG.","UN","Estufas",null,"0,00 %","0,00"]
[1013,"ESTUFA MIXTA 4 pts.DELTA CHLLG","UN","Estufas",null,"0,00 %","0,00"]
[994,"ESTUFA MIXTA 5 pts. INOX Classic             CHLLG","UN","Estufas",null,"0,00 %","0,00"]
[2754,"ESTUFA MIXTA 6Pts        CIMSA","UN","Estufas",null,"0,00 %","0,00"]
[454,"ESTUKA ACRILICO 1gall","GLN","MORTEROS LISTOS",null,"0,00 %","0,00"]
[103441,"ETERBOARD 4mm (122X122cm) -ETERNIT","UN","INST. HIDRAUL/SANIT. Y LAMINAS",null,"0,00 %","0,00"]
[103204,"ETERBOARD 6mm (244X122cm) 24.11KG-ETERNIT","UN","INST. HIDRAUL/SANIT. Y LAMINAS",null,"0,00 %","0,00"]
[635,"EUCO ENCHAPE GRIS  5 KILOS","KG","IMPERMEABIL.,ADITIVOS,QUIMICOS",null,"0,00 %","0,00"]
[2747,"EUCO FILLER COLOR 1 -  8  KILOS","KG","ADITIVOS Y QUIMICOS",null,"0,00 %","0,00"]
[2544,"EUCO FILLER FINO  9 KILOS","KG","ADITIVOS Y QUIMICOS",null,"0,00 %","0,00"]
[2748,"EUCO FILLER GRUESA  42 KILOS","KG","IMPERMEABIL.,ADITIVOS,QUIMICOS",null,"0,00 %","0,00"]
[12676,"EUCO K-11","UN","IMPERMEABIL.,ADITIVOS,QUIMICOS","666665454444 - IDRD - MENOR PRECIO DE COTIZACIONES","19,00 %","$ 469.336,00","2020-09-11"]
[12675,"EUCO PLUG X 5KG","UN","IMPERMEABIL.,ADITIVOS,QUIMICOS","666665454444 - IDRD - MENOR PRECIO DE COTIZACIONES","19,00 %","$ 35.129,00","2020-09-11"]
[644,"EUCON \"N\" (Plast)  20 Kg","KG","ADITIVOS Y QUIMICOS",null,"0,00 %","0,00"]
[2545,"EUCON 37        20 KI","KG","ADITIVOS Y QUIMICOS",null,"0,00 %","0,00"]
[103492,"EUCON 452 GEL","UN","ADITIVOS Y QUIMICOS",null,"0,00 %","0,00"]
[3074,"EUCON 537     230 kg","KG","ADITIVOS Y QUIMICOS",null,"0,00 %","0,00"]
[106729,"Evaluación  arboles aislados < 25 inidividuos","GL","TARIFAS Y SERVICIOS","899.999.061 - SECRETARIA DISTRITAL DE AMBIENTE","0,00 %","$ 92.000,00","2022-02-11"]
[106737,"Evaluación arboles aislados > 1.000 inidividuos","GL","TARIFAS Y SERVICIOS","899.999.061 - SECRETARIA DISTRITAL DE AMBIENTE","0,00 %","$ 1.055.000,00","2022-02-11"]
[106732,"Evaluación arboles aislados entre 100 y 200 inidiv","GL","TARIFAS Y SERVICIOS","899.999.061 - SECRETARIA DISTRITAL DE AMBIENTE","0,00 %","$ 194.000,00","2022-02-11"]
[106733,"Evaluación arboles aislados entre 200 y 300 inidiv","GL","TARIFAS Y SERVICIOS","899.999.061 - SECRETARIA DISTRITAL DE AMBIENTE","0,00 %","$ 261.000,00","2022-02-11"]
[106730,"Evaluación arboles aislados entre 25 y 50 inidivid","GL","TARIFAS Y SERVICIOS","899.999.061 - SECRETARIA DISTRITAL DE AMBIENTE","0,00 %","$ 126.000,00","2022-02-11"]
[106734,"Evaluación arboles aislados entre 300 y 400 inidiv","GL","TARIFAS Y SERVICIOS","899.999.061 - SECRETARIA DISTRITAL DE AMBIENTE","0,00 %","$ 387.000,00","2022-02-11"]
[106735,"Evaluación arboles aislados entre 400 y 500 inidiv","GL","TARIFAS Y SERVICIOS","899.999.061 - SECRETARIA DISTRITAL DE AMBIENTE","0,00 %","$ 513.000,00","2022-02-11"]
[106731,"Evaluación arboles aislados entre 50 y 100 inidivi","GL","TARIFAS Y SERVICIOS","899.999.061 - SECRETARIA DISTRITAL DE AMBIENTE","0,00 %","$ 160.000,00","2022-02-11"]
[106736,"Evaluación arboles aislados entre 500 y 1.000 inid","GL","TARIFAS Y SERVICIOS","899.999.061 - SECRETARIA DISTRITAL DE AMBIENTE","0,00 %","$ 852.000,00","2022-02-11"]
[108266,"Excavacion barretes / pantallas Ø0.40m +bento CDRC","GL","PILOTAJE",null,"0,00 %","0,00"]
[9484,"EXCAVACION MECANICA  Y RETIRO (ROCA)","M3","EQUIPO ALQUILER Y MAQUINARIA",null,"0,00 %","0,00"]
[3371,"EXCAVACION MECANICA  Y RETIRO (TIERRA) 4VJ/DD","M3","EQUIPO ALQUILER Y MAQUINARIA","860061089 - IDRD - PROYECCIÓN","19,00 %","$ 59.330,00","2023-03-24"]
[108262,"Excavacion pilotes Ø0.20m tornillo continuo CDRC","ML","PILOTAJE",null,"0,00 %","0,00"]
[108884,"Excavacion pilotes Ø0.30m tornillo continuo CDRC","ML","PILOTAJE",null,"0,00 %","0,00"]
[108263,"Excavacion pilotes Ø0.40m tornillo cont+bento CDRC","ML","PILOTAJE",null,"0,00 %","0,00"]
[108264,"Excavacion pilotes Ø0.60m tornillo cont+bento CDRC","ML","PILOTAJE",null,"0,00 %","0,00"]
[108265,"Excavacion pilotes Ø0.70m tornillo cont+bento CDRC","ML","PILOTAJE",null,"0,00 %","0,00"]
[3253,"EXCAVADORA  - Hyundai 200(Oper+Comb)Oruga","HR","EQUIPOS DE EXCAVACION","860061089 - IDRD - PROYECCIÓN","19,00 %","$ 144.027,00","2022-01-24"]
[101261,"EXCAVADORA  KOMATSU PC-200","HR","EQUIPOS DE EXCAVACION",null,"0,00 %","0,00"]
[2636,"EXCAVADORA HIDRAUL.PC-307+Oper+Comb","HR","EQUIPO ALQUILER Y MAQUINARIA",null,"0,00 %","0,00"]
[101808,"EXPANSIVO QUIMICO PARA ROCA (POLVORA)**","KG","EQUIPOS DE AIRE",null,"0,00 %","0,00"]
[107998,"Expansor 8 zonas cableadas HSM2108","UN","APARATOS ELECTRICOS",null,"0,00 %","0,00"]
[102224,"EXPLOSIVO QUIMICO PARA ROCA **","KG","EQUIPOS DE AIRE",null,"0,00 %","0,00"]
[102067,"EXTENSIÓN 30M 100FT NARANJA POLO TIERRA 1SAL CAL12","UN","INST. ELECTRICAS","860061089 - IDRD - PROYECCIÓN","19,00 %","$ 404.419,00","2022-01-26"]
[102755,"EXTENSIÓN 30MT, 100 FT COLOR NARANJA POLO A TIERRA","UN","APARATOS ELECTRICOS","860061089 - IDRD - PROYECCIÓN","19,00 %","$ 182.723,00","2022-01-28"]
[104196,"EXTENSION ELECTRICA -100M","DD","INST. ELECTRICAS",null,"0,00 %","0,00"]
[104939,"EXTENSION ELECTRICA -30M","DD","EQUIPO ALQUILER Y MAQUINARIA","860061089 - IDRD - PROYECCIÓN","19,00 %","$ 14.453,00","2023-03-28"]
[12520,"EXTENSION PIERNA (Leg Extension OSLE Life Fitness) - FUERZA","UN","DOTACION GIMNASIOS CEFE","125457845 - FITNESS MARKET","19,00 %","$ 15.202.845,00","2019-10-22"]
[107845,"EXTENSION PIERNA (Leg Extension/ 230LBS","UN","MOBILIARIO URBANO Y SEÑALIZAC.",null,"0,00 %","0,00"]
[12797,"Extensores para rodillo","UN","PINTURAS","860061089 - IDRD - PROYECCIÓN","19,00 %","$ 10.959,00","2022-01-31"]
[439,"EXTINTOR 30 LbS. CLASE ABC","UN","EQUIPO DE SEGURIDAD INDUSTRIAL",null,"0,00 %","0,00"]
[12694,"Extintor a base agua penetrante a presión modelo 2.5 galones tipo A - Carga y Mantenimiento","UN","EQUIPO DE SEGURIDAD INDUSTRIAL","8956232 - IDRD - MEDIA ARMONICA COTIZACIONES","19,00 %","$ 12.582,00","2020-10-26"]
[2926,"Extintor a base agua penetrante a presión modelo 2.5 galones tipo A - Suministro","UN","EQUIPO DE SEGURIDAD INDUSTRIAL",null,"0,00 %","0,00"]
[12693,"Extintor a base de polvo químico seco 10 libras tipo ABC multipropósito - Carga y mantenimiento","UN","EQUIPO DE SEGURIDAD INDUSTRIAL","8956232 - IDRD - MEDIA ARMONICA COTIZACIONES","19,00 %","$ 11.389,00","2020-10-26"]
[146,"Extintor a base de polvo químico seco 10 libras tipo ABC multipropósito - Suministro","UN","EQUIPO DE SEGURIDAD INDUSTRIAL","860061089 - IDRD - PROYECCIÓN","19,00 %","$ 61.048,00","2022-01-24"]
[12695,"Extintor a base de polvo químico seco 10 libras tipo BC multipropósito - Carga y mantenimiento","UN","EQUIPO DE SEGURIDAD INDUSTRIAL","8956232 - IDRD - MEDIA ARMONICA COTIZACIONES","19,00 %","$ 10.906,00","2020-10-26"]
[12692,"Extintor a base de polvo químico seco 20 libras tipo ABC multipropósito - Carga y mantenimiento","UN","EQUIPO DE SEGURIDAD INDUSTRIAL","8956232 - IDRD - MEDIA ARMONICA COTIZACIONES","19,00 %","$ 16.090,00","2020-10-26"]
[147,"Extintor a base de polvo químico seco 20 libras tipo ABC multipropósito - Suministro","UN","EQUIPO DE SEGURIDAD INDUSTRIAL","860061089 - IDRD - PROYECCIÓN","19,00 %","$ 82.258,00","2022-01-24"]
[12696,"Extintor a base de polvo químico seco 20 libras tipo BC multipropósito - Carga y mantenimiento","UN","EQUIPO DE SEGURIDAD INDUSTRIAL","8956232 - IDRD - MEDIA ARMONICA COTIZACIONES","19,00 %","$ 15.559,00","2020-10-26"]
[12697,"Extintor a base de polvo químico seco 5 libras tipo BC multipropósito - Carga y mantenimiento","UN","EQUIPO DE SEGURIDAD INDUSTRIAL","8956232 - IDRD - MEDIA ARMONICA COTIZACIONES","19,00 %","$ 9.844,00","2020-10-26"]
[12816,"Extintor contra incendios a base de agente limpio 123 HCHC  3700 gramos - Suministro","UN","EQUIPO DE SEGURIDAD INDUSTRIAL","860061089 - IDRD - PROYECCIÓN","19,00 %","$ 272.057,00","2022-02-04"]
[12702,"Extintor contra incendios a base de agente limpio 123 modelo 3.700 gramos AC - Carga y mantenimiento","UN","EQUIPO DE SEGURIDAD INDUSTRIAL","8956232 - IDRD - MEDIA ARMONICA COTIZACIONES","19,00 %","$ 100.328,00","2020-10-26"]
[12699,"Extintor contra incendios a base de agente limpio 123 modelo 3.700 gramos AC - Revisión y mantenimie","UN","EQUIPO DE SEGURIDAD INDUSTRIAL","8956232 - IDRD - MEDIA ARMONICA COTIZACIONES","19,00 %","$ 23.106,00","2020-10-26"]
[12701,"Extintor contra incendios a base de agente limpio 123 modelo 9.000 gramos AC - Carga y mantenimiento","UN","EQUIPO DE SEGURIDAD INDUSTRIAL","8956232 - IDRD - MEDIA ARMONICA COTIZACIONES","19,00 %","$ 202.206,00","2020-10-26"]
[12698,"Extintor contra incendios a base de agente limpio 123 modelo 9.000 gramos AC - Revisión y mantenimie","UN","EQUIPO DE SEGURIDAD INDUSTRIAL","8956232 - IDRD - MEDIA ARMONICA COTIZACIONES","19,00 %","$ 22.625,01","2020-10-26"]
[12703,"Extintor contra incendios a base de gas carbónico modelo 20 libras tipo BC - Carga y mantenimient","UN","EQUIPO DE SEGURIDAD INDUSTRIAL","8956232 - IDRD - MEDIA ARMONICA COTIZACIONES","19,00 %","$ 67.873,01","2020-10-26"]
[12700,"Extintor contra incendios a base de gas carbónico modelo 20 libras tipo BC - Revisión y mantenimient","UN","EQUIPO DE SEGURIDAD INDUSTRIAL","555555555555 - IDRD - MEDIANA DE COTIZACIONES","19,00 %","$ 38.318,00","2020-10-26"]
[12819,"Extintor contra incendios a base de gas carbónico modelo 5 libras tipo BC - Suministro","UN","EQUIPO DE SEGURIDAD INDUSTRIAL","860061089 - IDRD - PROYECCIÓN","19,00 %","$ 188.532,00","2022-02-04"]
[2924,"EXTINTOR MOD. PQS-M20 MANG. ABC","UN","EQUIPO DE SEGURIDAD INDUSTRIAL",null,"0,00 %","0,00"]
[104540,"EXTINTOR SOKAFLAN 123 (3.700GR)+ soporte pared","UN","EQUIPO DE SEGURIDAD INDUSTRIAL","8956232 - IDRD - MEDIA ARMONICA COTIZACIONES","19,00 %","$ 213.548,00","2022-06-07"]
[100923,"EXTRACCION DE NUCLEO DE 2\" X 4\" CONC. (5cm x 10cm)","UN","ENSAYOS DE LABORATORIO","860061089 - IDRD - PROYECCIÓN","19,00 %","$ 161.599,00","2022-02-01"]
[100922,"EXTRACCION DE NUCLEO DE 3\"X6\" CONC.(Corte+Ensayo)","UN","ENSAYOS DE LABORATORIO","860061089 - IDRD - PROYECCIÓN","19,00 %","$ 269.278,00","2022-02-01"]
[100921,"EXTRACCION DE NUCLEO DE 4\" X 8\"CONC. (10cm x 20cm)","UN","ENSAYOS DE LABORATORIO",null,"0,00 %","0,00"]
[100920,"EXTRACCION DE NUCLEO DE 6\"X12\" CONC. (15cm x 30cm)","UN","ENSAYOS DE LABORATORIO",null,"0,00 %","0,00"]
[100888,"EXTRACCION DE NUCLEOS 4\" DE PAVIMENTO ASF.","UN","ENSAYOS DE LABORATORIO",null,"0,00 %","0,00"]
[102236,"Extracción de Núcleos Concreto 3 \"L=20cm**","UN","ENSAYOS DE LABORATORIO",null,"0,00 %","0,00"]
[102237,"Extracción de Núcleos Concreto 3 \"L=21-30cm**","UN","ENSAYOS DE LABORATORIO",null,"0,00 %","0,00"]
[102238,"Extracción de Núcleos Concreto 3\"L=31-40cm","UN","ENSAYOS DE LABORATORIO",null,"0,00 %","0,00"]
[102240,"Extracción de Núcleos Concreto 3\"L=41-50cm","UN","ENSAYOS DE LABORATORIO",null,"0,00 %","0,00"]
[102241,"Extracción de Núcleos Concreto 3\"L=51-60cm","UN","ENSAYOS DE LABORATORIO",null,"0,00 %","0,00"]
[102242,"Extracción de Núcleos Concreto 3\"L=61-65cm","UN","ENSAYOS DE LABORATORIO",null,"0,00 %","0,00"]
[100827,"Extracción de Núcleos de 4\" de Pavimento asf.","UN","ENSAYOS DE LABORATORIO",null,"0,00 %","0,00"]
[12782,"EXTRACCION MEDICIÓN DE RECUBRIMIENTO DE PINTURA (días de 8 horas según rendimiento promedio)","DD","ENSAYOS DE LABORATORIO","860061089 - IDRD - PROYECCIÓN","19,00 %","$ 1.168.953,01","2022-02-02"]
[3580,"EXTRACION MANUAL DE MUESTRA PAVIMENTO ASFALTICO","UN","ENSAYOS DE LABORATORIO",null,"0,00 %","0,00"]
[104665,"EXTRACTOR  BAÑO Ø6\" REJILLA PLÁSTICA","UN","APARATOS ELECTRICOS",null,"0,00 %","0,00"]
[108722,"Extractor axial de techo de capacidad 150 cfm","UN","SISTEMAS VENTILACION",null,"0,00 %","0,00"]
[107808,"EXTRACTOR CENTRÍFUGO","UN","EQUIPOS PARA COCINA",null,"0,00 %","0,00"]
[102071,"EXTRACTOR CENTRIFUGO EN LINEA  TRANSM CEFE COMETAS","UN","EQUIPOS ESPECIALES","77777777777 - CONTRATO CONSULTORIA CEFE COMETAS","19,00 %","$ 15.821.348,00","2019-09-26"]
[108721,"Extractor helicocentrífugo en línea de 350 cfm, pr","UN","SISTEMAS VENTILACION",null,"0,00 %","0,00"]
[9436,"EXTRACTOR OLOR 15x15 cm","UN","TUBERIA SUBT,REJILLAS,SUMIDER.",null,"0,00 %","0,00"]
[2404,"EXTRACTOR OLOR 20x20 cm","UN","TUBERIA SUBT,REJILLAS,SUMIDER.",null,"0,00 %","0,00"]
[9796,"FACE PLATE 2 PUESTOS","UN","CABLEADO ESTRUCTURADO","860061089 - IDRD - PROYECCIÓN","19,00 %","$ 4.806,01","2022-01-28"]
[9821,"FACE PLATE 4 PTO","UN","CABLEADO ESTRUCTURADO",null,"0,00 %","0,00"]
[3417,"FACE PLATE COMUN","UN","CABLEADO ESTRUCTURADO",null,"0,00 %","0,00"]
[102301,"Face plate doble voz y datos RJ-45 EIA/TIA CAT 6","UN","CABLEADO ESTRUCTURADO","860061089 - IDRD - PROYECCIÓN","19,00 %","$ 35.910,00","2022-01-28"]
[107720,"FACEPLATE","UN","INST. ELECTRICAS",null,"0,00 %","0,00"]
[3418,"FACEPLATE AMP 4P ANGULADO","UN","CABLEADO ESTRUCTURADO",null,"0,00 %","0,00"]
[3420,"FACEPLATE AMP PANEL MODULAR","UN","CABLEADO ESTRUCTURADO",null,"0,00 %","0,00"]
[3419,"FACEPLATE MULTIMEDIA AMP","UN","CABLEADO ESTRUCTURADO",null,"0,00 %","0,00"]
[102133,"Faceplate quickport HDMI+VGA CDRC Cometas","UN","CABLEADO ESTRUCTURADO","860061089 - IDRD - PROYECCIÓN","19,00 %","$ 54.124,00","2022-01-28"]
[101453,"Fachada en 150  FS Aluzinc","M2","BLOQUE BOGOTA",null,"0,00 %","0,00"]
[108831,"Fachada NM Avanzada Danpal incly Panel 16mm gold","M2","FACHADAS",null,"0,00 %","0,00"]
[108662,"FACTORY COMMISSIONING","UN","MISCELANEA",null,"0,00 %","0,00"]
[108645,"family  brazos Orientables 90  L=30cm de aluminio","UN","MISCELANEA",null,"0,00 %","0,00"]
[3524,"FAROL DE PEDESTAL DE 70W-208-220V","UN","LAMPARAS",null,"0,00 %","0,00"]
[104109,"FAVIGEL SUELO ARTIF.MEJOR.PUETA A TIERRA (25Kg)","UN","ADITIVOS. MORTEROS","555555555555 - IDRD - MEDIANA DE COTIZACIONES","19,00 %","$ 142.800,00","2019-03-27"]
[106358,"FERROSCAN SERVICIO DIA (MAX- 40 PUNTOS) IGUAL A 100931","UN","ENSAYOS DE LABORATORIO","860061089 - IDRD - PROYECCIÓN","19,00 %","$ 1.415.613,00","2022-01-27"]
[105779,"FERTILIZANTE ORGANICO TIPO HUMUS","KG","IMPERMEABIL.,ADITIVOS,QUIMICOS","8956232 - IDRD - MEDIA ARMONICA COTIZACIONES","0,00 %","$ 3.853,00","2023-03-23"]
[102218,"FertilizanteQuím.granuladFoliar-orgánNPK(saco 50kg","KG","IMPERMEABIL.,ADITIVOS,QUIMICOS","555555555555 - IDRD - MEDIANA DE COTIZACIONES","0,00 %","$ 2.047,00","2023-03-23"]
[100674,"Fibra  para refuerzo de concreto **","M3","EQUIPO ALQUILER Y MAQUINARIA",null,"0,00 %","0,00"]
[1961,"FIBRA DE VIDRIO AMERICANA 40M2","M2","AISLAMIENTOS",null,"0,00 %","0,00"]
[12789,"FIBRA OPTICA 12 HILOS - INSTALACION Y SUMINISTRO","ML","CABLEADO ESTRUCTURADO","860061089 - IDRD - PROYECCIÓN","19,00 %","$ 75.978,00","2022-01-28"]
[101793,"FIBRA OPTICA DE 6HILOS MULTIMODO","ML","CABLEADO ESTRUCTURADO",null,"0,00 %","0,00"]
[101053,"FIBRA PARA AMARRE (ROLLO DE 750m)","UN","IMPERMEABIL.,ADITIVOS,QUIMICOS",null,"0,00 %","0,00"]
[651,"FIBRATEX                 TEXSA","GL","IMPERMEABIL.,ADITIVOS,QUIMICOS",null,"0,00 %","0,00"]
[106887,"Fibtra de Vidrio Black Theater 2\" A","M2","FIBRA DE VIDRIO",null,"0,00 %","0,00"]
[107965,"Fibtra de Vidrio Black Theater 2\" B","M2","FIBRA DE VIDRIO",null,"0,00 %","0,00"]
[101175,"FICHA TECN. FORESTAL(Inc.Format1 y 2):1-19 Árboles","UN","JARDINERIA Y GRAMAS","860061089 - IDRD - PROYECCIÓN","19,00 %","$ 43.991,00","2022-01-31"]
[104487,"FICHA TECN. REGIST.FORM.SDA+PLANO UBIC+SEGUIM+CONC+RESOLUCIÓN","UN","JARDINERIA Y GRAMAS","860061089 - IDRD - PROYECCIÓN","19,00 %","$ 125.688,00","2022-01-31"]
[102926,"FICHA TECN.FORESTAL(Inc.Format1 y 2):20-99 Árboles","UN","MISCELANEA",null,"0,00 %","0,00"]
[100612,"Figuración de tuberia metálica 2 1/2\"","ML","CARPINTERIA METALICA","860061089 - IDRD - PROYECCIÓN","19,00 %","$ 53.859,00","2023-03-29"]
[102091,"FIJACIONES BREAKER **","UN","INST. ELECTRICAS",null,"0,00 %","0,00"]
[2256,"FIJADOR ALA Compl.CANALETA-43 ETERNIT","UN","CUBIERTAS Y ACCESORIOS",null,"0,00 %","0,00"]
[2257,"FIJADOR ALA Compl.CANALETA-90","UN","CUBIERTAS Y ACCESORIOS",null,"0,00 %","0,00"]
[103569,"FIJADOR CANALETA 90","UN","MISCELANEA",null,"0,00 %","0,00"]
[2449,"FIJA-MIX BOLSA DE 2 KG ALFA","KG","ENCHAPES,PISOS,ALFOMBRAS,PAPEL",null,"0,00 %","0,00"]
[106599,"Filtro Aire FBW-B7241 Filter-Lube (Spin On)-Baldwi","UN","COMBUSTIBLES",null,"0,00 %","0,00"]
[109098,"Filtro biologico (acondicionador magnetico)","UN","MISCELANEA",null,"0,00 %","0,00"]
[106619,"Filtro de Aceite  DONALDSON P181099","UN","COMBUSTIBLES",null,"0,00 %","0,00"]
[106603,"Filtro de Aceite 1207061512 LISTER","UN","COMBUSTIBLES",null,"0,00 %","0,00"]
[106606,"Filtro de Aceite BALDWIN  BW5071","UN","COMBUSTIBLES",null,"0,00 %","0,00"]
[106607,"Filtro de Aceite LUBER FINER LFP3000","UN","COMBUSTIBLES",null,"0,00 %","0,00"]
[106601,"Filtro de Aceite PH675 LUBER FINER","UN","COMBUSTIBLES",null,"0,00 %","0,00"]
[12450,"Filtro de arena 60\" / 1500 mm CEFE COMETAS","UN","ACCESORIOS HIDROSANITARIOS",null,"19,00 %","$ 11.830.004,20","2019-09-24"]
[106604,"Filtro de combustible 9101-1201031729 LISTER","UN","COMBUSTIBLES",null,"0,00 %","0,00"]
[106605,"Filtro de combustible 9102-1201031729 LISTER","UN","COMBUSTIBLES",null,"0,00 %","0,00"]
[106609,"Filtro de Combustible DONALDSON P553004","UN","COMBUSTIBLES",null,"0,00 %","0,00"]
[106602,"Filtro de combustible LFF8062 LUBER FINER","UN","COMBUSTIBLES",null,"0,00 %","0,00"]
[106608,"Filtro de Combustible LUBER FINER LFF3417","UN","COMBUSTIBLES",null,"0,00 %","0,00"]
[105941,"FILTRO DE MALLA 2\"","UN","EQUIPOS ESPECIALES",null,"0,00 %","0,00"]
[108214,"FILTRO EN FIBRA DE VIDRIO ø60\"X102\"","UN","PISCINAS",null,"0,00 %","0,00"]
[108560,"Filtro Lamidren","M2","GEOSINTETICOS",null,"0,00 %","0,00"]
[2519,"FILTRO METALICO 20\"x20\"x2\"","UN","INSTALACIONES HOSPITALARIAS",null,"0,00 %","0,00"]
[108508,"FILTRO METALICO LAVABLE 24\"X24\"X2\"","UN","SISTEMAS VENTILACION",null,"0,00 %","0,00"]
[107501,"FILTRO ø60\"X102\" PISCINA","UN","PISCINAS",null,"0,00 %","0,00"]
[107806,"FILTRO PARA CAMPANAS DE EXTRACCIÓN","UN","EQUIPOS PARA COCINA",null,"0,00 %","0,00"]
[109104,"Filtro para combustible separador de agua tipo turbina (Racor o similar) - NO USAR.","UN","MISCELANEA",null,"0,00 %","0,00"]
[104006,"FILTRO TRAMPA PARA ORINAL GBA","UN","GRIFERIAS,APARATOS,ACCESORIOS","860061089 - IDRD - PROYECCIÓN","19,00 %","$ 44.769,00","2023-03-28"]
[108766,"FiltroArenaØ57\"(1447mm)FlanchadoS/EspecificCDRC","UN","PISCINAS",null,"0,00 %","0,00"]
[108838,"FiltroArenaØ60\"(1500mm)FlanchadoS/EspecificCDRC","UN","PISCINAS",null,"0,00 %","0,00"]
[101889,"FiltroArenØ79\"/2000MmConexiónLateralCRDC-Cometas","UN","PISCINAS","77777777777 - CONTRATO CONSULTORIA CEFE COMETAS","19,00 %","$ 16.900.000,00","2019-04-24"]
[105802,"FiltroLentoLavadoFibraVidrFalsoFondo(60x80cm)L=1M","UN","INST. HIDRAUL/SANIT. Y LAMINAS",null,"0,00 %","0,00"]
[108199,"FILTROS 65%","UN","SISTEMAS VENTILACION",null,"0,00 %","0,00"]
[105800,"FiltroVerticalArena-36\"fibraVidrio+Valvula 3 vias","UN","INST. HIDRAUL/SANIT. Y LAMINAS",null,"0,00 %","0,00"]
[101582,"Flanche en lám galv  cal 22 - Desar 0.35 mt","ML","ACCESORIOS CUBIERTA","860061089 - IDRD - PROYECCIÓN","19,00 %","$ 31.597,00","2023-03-29"]
[104022,"Flanche en lám galv  cal 26 L=2.40mts desar 0.20mt","UN","MISCELANEA",null,"0,00 %","0,00"]
[104441,"FLAUTA DE DESCARGA DE 6\"","UN","INST. HIDRAUL/SANIT. Y LAMINAS",null,"0,00 %","0,00"]
[12888,"FLEJE CORTINA ANCHO ESTAMPADO CR","ML","MISCELANEA","860061089 - IDRD - PROYECCIÓN","19,00 %","$ 29.289,01","2022-02-09"]
[2863,"FLETE BUCARAMANGA/BOGOTA","TN","FLETES",null,"0,00 %","0,00"]
[2869,"FLETE CALI/BOGOTA","TN","FLETES",null,"0,00 %","0,00"]
[2885,"FLETE MEDELLIN/BOGOTA","TN","FLETES",null,"0,00 %","0,00"]
[107896,"FLETES GRAVADOS","UN","MOBILIARIO URBANO Y SEÑALIZAC.",null,"0,00 %","0,00"]
[107847,"FLEXION PIERNA ACOSTADO (Prone Leg","UN","MOBILIARIO URBANO Y SEÑALIZAC.",null,"0,00 %","0,00"]
[12528,"FLEXIÓN PIERNA ACOSTADO OSLC (Leg curl) - FUERZA","UN","DOTACION GIMNASIOS CEFE","125457845 - FITNESS MARKET","19,00 %","$ 13.901.672,82","2019-10-22"]
[107846,"FLEXION PIERNA SENTADO (Seated Leg","UN","MOBILIARIO URBANO Y SEÑALIZAC.",null,"0,00 %","0,00"]
[12522,"FLEXIÓN PIERNA SENTADO (Seated leg curl de hammer strength select) HS-SLC - FUERZA","UN","DOTACION GIMNASIOS CEFE","125457845 - FITNESS MARKET","19,00 %","$ 22.750.674,66","2019-10-22"]
[495,"FLEXOMETRO 3 MTS X 1/2\"","UN","HERRAMIENTA",null,"0,00 %","0,00"]
[1268,"FLEXOMETRO 5 MTS X 3/4\"","UN","HERRAMIENTA",null,"0,00 %","0,00"]
[109186,"FLEXOMETRO 8M REF. 30626","UN","HERRAMIENTA","860061089 - IDRD - PROYECCIÓN","19,00 %","$ 39.794,00","2022-01-31"]
[1269,"FLEXOMETROX 5mts  KOMELOM","UN","HERRAMIENTA",null,"0,00 %","0,00"]
[105477,"FLOCULANTE  (Reactivo quimico piscinas)","KG","GASES/QUIMICOS",null,"0,00 %","0,00"]
[12963,"FLOCULANTE Kilogramo (CLARIFICADOR)","KG","PISCINAS","860061089 - IDRD - PROYECCIÓN","19,00 %","$ 7.636,00","2022-01-31"]
[105078,"FLORES BEGONIA  PARA JARDIN","UN","JARDINERIA Y GRAMAS",null,"0,00 %","0,00"]
[100985,"FLOTADOR   MECANICO 2\" (Valv+Varilla+Bola)Cobre","UN","GRIFERIAS,APARATOS,ACCESORIOS","8956232 - IDRD - MEDIA ARMONICA COTIZACIONES","19,00 %","$ 558.481,01","2023-03-15"]
[12926,"FLOTADOR ARO SALVAVIDAS ALTA DENSIDAD DIÁM. EXT. 57 CM DIÁM. INT. 37 CM","UN","PISCINAS","860061089 - IDRD - PROYECCIÓN","19,00 %","$ 108.092,00","2022-01-31"]
[105634,"FLOTADOR DE MERCURIO","UN","INST. HIDRAUL/SANIT. Y LAMINAS","555555555555 - IDRD - MEDIANA DE COTIZACIONES","19,00 %","$ 83.300,00","2019-03-04"]
[102254,"FLOTADOR HK COMPUERTA DE BOLA - COBRE  1\"","UN","REGISTROS Y CHEQUES","77777777777 - CONTRATO CONSULTORIA CEFE COMETAS","19,00 %","$ 120.000,00","2019-07-15"]
[104261,"FLOTADOR PARA PROTECCION DE NIVEL","UN","MISCELANEA","6555555555 - IDRD - MENOR VALOR   DE COTIZACIONES","19,00 %","$ 53.550,00","2019-07-04"]
[105736,"FLOTADOR SALVAVIDAS ESPUMA POLIESTIRENO 20\"CONSOGA","UN","ELEMENTOS DE SEGURIDAD",null,"0,00 %","0,00"]
[105485,"FLOTADORES  SALVAVIDAS CON SOGA","UN","ELEMENTOS DE PROTECCION LAGOS","66665555555 - IDRD - MEDIA ARITMETICA DE COTIZACIONES","19,00 %","$ 195.617,00","2019-03-15"]
[107475,"FLOTADORES Y CUERDA PARA SALIDA FALSA  Piscina","UN","PISCINAS",null,"0,00 %","0,00"]
[104908,"FLUXOMETRO anillo seguridad colilla SLOAN -Mant","UN","GRIFERIA","860061089 - IDRD - PROYECCIÓN","19,00 %","$ 11.145,00","2023-03-30"]
[3281,"FLUXOMETRO DE PALANCA","UN","GRIFERIAS,APARATOS,ACCESORIOS",null,"0,00 %","0,00"]
[104902,"FLUXOMETRO Diafragma SLOAN Gen 77  mantenimi.","UN","ACCESORIOS","860061089 - IDRD - PROYECCIÓN","19,00 %","$ 658.886,99","2023-03-21"]
[104903,"FLUXOMETRO Disco Interno SLOAN - Mantenimiento","UN","GRIFERIA","860061089 - IDRD - PROYECCIÓN","19,00 %","$ 14.222,00","2023-03-30"]
[104906,"FLUXOMETRO disco racor SLOAN -Mant","UN","GRIFERIA","860061089 - IDRD - PROYECCIÓN","19,00 %","$ 15.285,00","2023-03-30"]
[101800,"FLUXOMETRO ELECT. CROMO GRIV. CORONA **","UN","APARATOS","555555555555 - IDRD - MEDIANA DE COTIZACIONES","19,00 %","$ 2.059.223,01","2023-03-21"]
[104907,"FLUXOMETRO empaque tapa SLOAN -Mant","UN","GRIFERIA","860061089 - IDRD - PROYECCIÓN","19,00 %","$ 16.734,01","2023-03-30"]
[104905,"FLUXOMETRO kit repararacion manija SLOAN -Mant","UN","GRIFERIA","860061089 - IDRD - PROYECCIÓN","19,00 %","$ 87.342,00","2023-03-30"]
[104909,"FLUXOMETRO o-ring colilla SLOAN -Mant","UN","GRIFERIA","860061089 - IDRD - PROYECCIÓN","19,00 %","$ 9.705,00","2023-03-30"]
[3293,"FLUXOMETRO PALANCA  ORINAL","UN","GRIFERIAS,APARATOS,ACCESORIOS","860061089 - IDRD - PROYECCIÓN","19,00 %","$ 995.209,00","2023-03-28"]
[104920,"FLUXOMETRO PALANCA BRONCE (30-60PSI)SANITARIO","UN","ACCESORIOS",null,"0,00 %","0,00"]
[103184,"FLUXOMETRO PALANCA BRONCE Pm=25PSI-SANITARIO","UN","INST. HIDRAUL/SANIT. Y LAMINAS",null,"0,00 %","0,00"]
[1132,"FLUXOMETRO PALANCA SANITARIO GRIVAL","UN","GRIFERIAS,APARATOS,ACCESORIOS",null,"0,00 %","0,00"]
[104904,"FLUXOMETRO Piston Bajo consumo1.6 SLOAN -Mant","UN","GRIFERIA","860061089 - IDRD - PROYECCIÓN","19,00 %","$ 108.911,00","2023-03-30"]
[103515,"FluxometroParaSanitarioManosLibresSensor+Generador","UN","GRIFERIAS,APARATOS,ACCESORIOS",null,"0,00 %","0,00"]
[100146,"Foil de aluminio o Liencillo  d=2\"   **","ML","GRIFERIAS,APARATOS,ACCESORIOS","6555555555 - IDRD - MENOR VALOR   DE COTIZACIONES","19,00 %","$ 5.500,00","2019-10-08"]
[100963,"FORJA EN PUNTA DE VARILLA CUADRADA 1\"X1\"","UN","ACEROS Y HIERROS",null,"0,00 %","0,00"]
[381,"FORM CLAMPS (UN)","DD","EQUIPO ALQUILER Y MAQUINARIA","555555555555 - IDRD - MEDIANA DE COTIZACIONES","19,00 %","$ 80,00","2022-04-04"]
[107843,"FORMA FUNCIONAL CROSSFIT COMPACTA","UN","MOBILIARIO URBANO Y SEÑALIZAC.",null,"0,00 %","0,00"]
[101481,"FORMAL.METALICA vaciado kaisson D=1.20 H=1.0m","UN","EQUIPO ALQUILER Y MAQUINARIA",null,"0,00 %","0,00"]
[105267,"FORMALETA CIRCULAR Ø=0.30M;H=0.60M-SECC","DD","EQUIPO ALQUILER Y MAQUINARIA",null,"0,00 %","0,00"]
[106953,"FORMALETA COLUMNA RECT FENOLICO Incl Morda+CuñasM2","DD","MISCELANEA",null,"0,00 %","0,00"]
[2162,"FORMALETA ENTREPISO 1 SEMANA","M2","EQUIPO ALQUILER Y MAQUINARIA","860061089 - IDRD - PROYECCIÓN","19,00 %","$ 1.994,00","2023-03-29"]
[382,"FORMALETA ENTREPISO M2 (paral corto 1,5-2,5 mts)","MES","EQUIPO ALQUILER Y MAQUINARIA","555555555555 - IDRD - MEDIANA DE COTIZACIONES","19,00 %","$ 7.168,00","2022-04-04"]
[383,"FORMALETA ENTREPISO M2 (paral largo 3-4,5 mts)","MES","EQUIPO ALQUILER Y MAQUINARIA","860061089 - IDRD - PROYECCIÓN","19,00 %","$ 9.655,01","2023-03-28"]
[924,"FORMALETA LISTON EN AMARILLO + REPISA ORD.","M2","MADERAS",null,"0,00 %","0,00"]
[108036,"FORMALETA LOSA ALIGERADA VIGAS DESCOLGADAS M2","DD","EQUIPO ALQUILER Y MAQUINARIA",null,"0,00 %","0,00"]
[106986,"FORMALETA LOSA DOBLE ALTURA  M2","DD","EQUIPO ALQUILER Y MAQUINARIA",null,"0,00 %","0,00"]
[102656,"FORMALETA METÁLICA","DD","EQUIPO ALQUILER Y MAQUINARIA",null,"0,00 %","0,00"]
[100983,"FORMALETA METALICA (Tableros +chapetas+otros)-mes","M2/MES","EQUIPO ALQUILER Y MAQUINARIA","860061089 - IDRD - PROYECCIÓN","19,00 %","$ 42.509,00","2022-06-07"]
[106987,"FORMALETA METALICA BORDE LOSA - M2","DD","EQUIPO ALQUILER Y MAQUINARIA","47874222222 - CONTRATO CONSULTORIA CDRC 1","19,00 %","$ 714,00","2019-08-09"]
[108078,"FORMALETA METALICA COLUMNA Ø 0.60x3.00","DD","FORMALETA","47874222222 - CONTRATO CONSULTORIA CDRC 1","19,00 %","$ 29.990,00","2019-09-23"]
[106920,"FORMALETA METALICA COLUMNA Ø 0.75x3.00","DD","EQUIPO ALQUILER Y MAQUINARIA","47874222222 - CONTRATO CONSULTORIA CDRC 1","19,00 %","$ 24.034,00","2019-04-17"]
[108430,"FORMALETA METALICA COLUMNA Ø 0.90x3.00","DD","EQUIPO ALQUILER Y MAQUINARIA",null,"0,00 %","0,00"]
[103311,"FORMALETA METÁLICA PARA MUROS DE CONTENCIÓN-(ML)","MES","MISCELANEA",null,"0,00 %","0,00"]
[102454,"FORMALETA METALICA PARA VIGAS","M2","EQUIPO ALQUILER Y MAQUINARIA","8956232 - IDRD - MEDIA ARMONICA COTIZACIONES","19,00 %","$ 1.094,00","2019-03-18"]
[103422,"FORMALETA METALICA PLACAS (MES)","M2","MISCELANEA",null,"0,00 %","0,00"]
[107929,"formaleta muro a la vista - alquiler m2/dia","M2","FORMALETA",null,"0,00 %","0,00"]
[386,"FORMALETA SARDINEL- (45x240) / ML","DD","EQUIPO ALQUILER Y MAQUINARIA","8956232 - IDRD - MEDIA ARMONICA COTIZACIONES","19,00 %","$ 511,00","2023-03-22"]
[103328,"FORMALETA SUPER T (M2)","DD","EQUIPO ALQUILER Y MAQUINARIA",null,"0,00 %","0,00"]
[896,"FORMALITE  F-8   - UNICOLOR   BLANCO","UN","CIELORASOS",null,"0,00 %","0,00"]
[895,"FORMALITE BRILLANTE F-6  - COLOR BLANCO","UN","CIELORASOS",null,"0,00 %","0,00"]
[897,"FORMALITE TEXTURADO F-6","UN","CIELORASOS",null,"0,00 %","0,00"]
[898,"FORMALITE TEXTURADO F-8  - COLOR BLANCO","UN","CIELORASOS",null,"0,00 %","0,00"]
[512,"FORMAPLAC NORMAL 2.44x1.22   9mm           PIZANO","UN","MADERAS",null,"0,00 %","0,00"]
[2069,"FORMAPLAC NORMAL 2.44x1.22  18mm         PIZANO","UN","MADERAS",null,"0,00 %","0,00"]
[102487,"Formica Recubrimiento paredes","M2","GRANITOS Y MARMOLINAS","555555555555 - IDRD - MEDIANA DE COTIZACIONES","19,00 %","$ 87.993,00","2022-05-09"]
[496,"FORMON 5/8\" STANLEY","UN","FERRETERIA Y HERRAMIENTAS",null,"0,00 %","0,00"]
[105502,"FOSFORO TOTAL","UN","ENSAYOS DE LABORATORIO",null,"0,00 %","0,00"]
[105982,"FosoAguaPrefab.SaltoPistaAtletismo(Sum+Inst)IAAF","UN","INST. HIDRAUL/SANIT. Y LAMINAS",null,"0,00 %","0,00"]
[100490,"Fotocelda 1000 W - incluye base","UN","LAMPARAS","860061089 - IDRD - PROYECCIÓN","19,00 %","$ 16.511,00","2023-03-29"]
[106672,"FOTOCELDA 1000 W 208 V 5 PINES","UN","INST. ELECTRICAS","860061089 - IDRD - PROYECCIÓN","19,00 %","$ 26.880,01","2023-03-28"]
[105958,"Fotocelda electrónica 1000 W 1800 V","UN","INST. ELECTRICAS",null,"0,00 %","0,00"]
[104384,"FOTOCONTROL","UN","INST. ELECTRICAS",null,"0,00 %","0,00"]
[12808,"Frasco de isoforono (disolvente tinta PVC)","GLN","PINTURAS",null,"0,00 %","0,00"]
[12859,"FRASCOS PARA GEL ANTIBACTERIAL X 500 ML CON VALVULA","UN","ELEMENTOS DE ASEO","860061089 - IDRD - PROYECCIÓN","19,00 %","$ 1.796,00","2022-02-01"]
[3657,"FREIDORA A GAS","UN","EQUIPOS PARA COCINA",null,"0,00 %","0,00"]
[108779,"Freidora(2)Tanques(2)Canastasa GasM-24(46x23x108cm","UN","CARPINTERIA METALICA",null,"0,00 %","0,00"]
[3043,"FRESCASA M.B.I. S/inst. Fglas","M2","FIBRA DE VIDRIO",null,"0,00 %","0,00"]
[3042,"FRESCASA Suministro  Fglas 2 1/2\"","M2","AISLAMIENTOS",null,"0,00 %","0,00"]
[108010,"Fuente auxiliar de poder 12V 1A","UN","APARATOS ELECTRICOS",null,"0,00 %","0,00"]
[108016,"Fuente de 2,5A a 12VDC ST-2406-3AQ","UN","APARATOS ELECTRICOS",null,"0,00 %","0,00"]
[108017,"Fuente de 5A a 12VDC ST-2406-5A","UN","APARATOS ELECTRICOS",null,"0,00 %","0,00"]
[109020,"FUENTE DE PODER DE 1 AMP","UN","INST. ELECTRICAS",null,"0,00 %","0,00"]
[109060,"FUENTE DE PODER SALIDA MULTICANAL DC: 18 CANALES A","UN","INST. ELECTRICAS",null,"0,00 %","0,00"]
[103054,"FULMINANTE DE FIJACIÓN","UN","MISCELANEA","860061089 - IDRD - PROYECCIÓN","19,00 %","$ 245,00","2022-02-09"]
[4044,"FULMINANTES CAL.22 ALTA VEL MORADO","UN","APARATOS ELECTRICOS",null,"0,00 %","0,00"]
[100958,"Fumigación de Insectos y Desinfección (1servicio)","UN","INFESTACIONES",null,"0,00 %","0,00"]
[102251,"Fumigación de Insectos y Desinfección (1servicio)","UN","INFESTACIONES",null,"0,00 %","0,00"]
[102253,"FUMIGADORA  DE ESPALDA","DD","EQUIPO ALQUILER Y MAQUINARIA",null,"0,00 %","0,00"]
[3811,"FUNDENTE  A","LB","INST. DE GAS","8956232 - IDRD - MEDIA ARMONICA COTIZACIONES","19,00 %","$ 12.006,01","2019-03-15"]
[108287,"FUNDENTE  B","ONZ","SISTEMAS VENTILACION","89585454444 - CONTRATO CONSULTORIA CDRC 2","19,00 %","$ 6.499,99","2019-09-27"]
[102621,"Fungicida   Fulgitox**","LT","INFESTACIONES","8956232 - IDRD - MEDIA ARMONICA COTIZACIONES","19,00 %","$ 40.903,00","2023-03-23"]
[105007,"FUSIBLE DUAL 5.2  15 KV","UN","APARATOS ELECTRICOS","860061089 - IDRD - PROYECCIÓN","19,00 %","$ 22.838,00","2023-03-28"]
[101532,"Fusible NH con soporte","UN","APARATOS ELECTRICOS",null,"0,00 %","0,00"]
[101601,"Fusibles (3) tipo HH de 25 A","JGO","CABLES","860061089 - IDRD - PROYECCIÓN","19,00 %","$ 170.263,00","2022-01-31"]
[104031,"FUSION DE CONECTORES","UN","MISCELANEA",null,"0,00 %","0,00"]
[101923,"FV-1 SIST. FACHADA VENTANERIA SurNiv1 CEFE Cometas","M2","VENTANERIA EN ALUMINIO","77777777777 - CONTRATO CONSULTORIA CEFE COMETAS","19,00 %","$ 1.244.984,00","2019-05-21"]
[101957,"FV-10 SIST. FACHADA VENTANERIA SurNiv1 CEFE Cometa","M2","VENTANERIA EN ALUMINIO","77777777777 - CONTRATO CONSULTORIA CEFE COMETAS","19,00 %","$ 1.283.284,00","2019-05-21"]
[101987,"FV-100SIST.FACHADAVENTANERIA-LucernarioCEFECometas","M2","VENTANERIA EN ALUMINIO","77777777777 - CONTRATO CONSULTORIA CEFE COMETAS","19,00 %","$ 2.996,77","2021-03-17"]
[101988,"FV-101SIST.FACHADAVENTANERIA-LucernarioCEFECometas","M2","VENTANERIA EN ALUMINIO","77777777777 - CONTRATO CONSULTORIA CEFE COMETAS","19,00 %","$ 1.092.689,00","2019-05-22"]
[101989,"FV-102SIST.FACHADAVENTANERIA-LucernarioCEFECometas","M2","VENTANERIA EN ALUMINIO","77777777777 - CONTRATO CONSULTORIA CEFE COMETAS","19,00 %","$ 1.092.689,00","2019-05-22"]
[102333,"FV-103PuertaVidriera+MarcoPerfileria alumCEFE COME","M2","VENTANERIA EN ALUMINIO","77777777777 - CONTRATO CONSULTORIA CEFE COMETAS","19,00 %","$ 416.543,99","2019-07-15"]
[102334,"FV-104PuertaVidriera+MarcoPerfileria alumCEFE COME","M2","VENTANERIA EN ALUMINIO","77777777777 - CONTRATO CONSULTORIA CEFE COMETAS","19,00 %","$ 1.058.237,00","2019-07-15"]
[101959,"FV-11 SIST. FACHADA VENTANERI SurNiv1 CEFE Cometas","M2","VENTANERIA EN ALUMINIO","77777777777 - CONTRATO CONSULTORIA CEFE COMETAS","19,00 %","$ 1.325.363,00","2019-05-21"]
[101967,"FV-12 SIST. FACHADA VENTANERI SurNiv1 CEFE Cometas","M2","VENTANERIA EN ALUMINIO","77777777777 - CONTRATO CONSULTORIA CEFE COMETAS","19,00 %","$ 1.328.904,00","2019-05-21"]
[101968,"FV-13 SIST. FACHADA VENTANERI SurNiv1 CEFE Cometas","M2","VENTANERIA EN ALUMINIO","77777777777 - CONTRATO CONSULTORIA CEFE COMETAS","19,00 %","$ 1.220.809,00","2019-05-21"]
[101969,"FV-14 SIST. FACHADA VENTANERI SurNiv1 CEFE Cometas","M2","VENTANERIA EN ALUMINIO","77777777777 - CONTRATO CONSULTORIA CEFE COMETAS","19,00 %","$ 1.213.453,00","2019-05-21"]
[101971,"FV-15 SIST. FACHADA VENTANERI SurNiv1 CEFE Cometas","M2","VENTANERIA EN ALUMINIO","77777777777 - CONTRATO CONSULTORIA CEFE COMETAS","19,00 %","$ 1.137.878,00","2019-05-21"]
[101998,"FV-16 SIST. FACHADA VENTANE SurNiv1-2 CEFE Cometas","M2","VENTANERIA EN ALUMINIO","77777777777 - CONTRATO CONSULTORIA CEFE COMETAS","19,00 %","$ 842.290,00","2019-05-21"]
[101999,"FV-17 SIST. FACHADA VENTANE SurNiv1-2 CEFE Cometas","M2","VENTANERIA EN ALUMINIO","77777777777 - CONTRATO CONSULTORIA CEFE COMETAS","19,00 %","$ 1.073.047,00","2019-05-23"]
[102000,"FV-18 SIST. FACHADA VENTANE SurNiv1-2 CEFE Cometas","M2","VENTANERIA EN ALUMINIO","77777777777 - CONTRATO CONSULTORIA CEFE COMETAS","19,00 %","$ 1.108.927,00","2019-05-23"]
[102002,"FV-19 SIST. FACHADA VENTANE SurNiv 3 CEFE Cometas","M2","VENTANERIA EN ALUMINIO","77777777777 - CONTRATO CONSULTORIA CEFE COMETAS","19,00 %","$ 842.290,00","2019-05-23"]
[101944,"FV-2 SIST. FACHADA VENTANERIA SurNiv1 CEFE Cometas","M2","VENTANERIA EN ALUMINIO","77777777777 - CONTRATO CONSULTORIA CEFE COMETAS","19,00 %","$ 1.280.112,00","2019-05-21"]
[102004,"FV-20 SIST. FACHADA VENTANE SurNiv 3 CEFE Cometas","M2","VENTANERIA EN ALUMINIO","77777777777 - CONTRATO CONSULTORIA CEFE COMETAS","19,00 %","$ 842.290,00","2019-05-23"]
[102006,"FV-21 SIST. FACHADA VENTANE OrteNiv 3 CEFE Cometa","M2","VENTANERIA EN ALUMINIO","77777777777 - CONTRATO CONSULTORIA CEFE COMETAS","19,00 %","$ 842.290,00","2019-05-23"]
[102009,"FV-22 SIST. FACHADA VENTANE SurOrteNiv 4 CEFE Come","M2","VENTANERIA EN ALUMINIO","77777777777 - CONTRATO CONSULTORIA CEFE COMETAS","19,00 %","$ 842.290,00","2019-05-23"]
[102010,"FV-23 SIST. FACHADA VENTANE SurOrNiv 4 CEFE Cometa","M2","VENTANERIA EN ALUMINIO","77777777777 - CONTRATO CONSULTORIA CEFE COMETAS","19,00 %","$ 842.290,00","2019-05-23"]
[102011,"FV-24 SIST. FACHADA VENTANE OriNiv 5 CEFE Cometas","M2","VENTANERIA EN ALUMINIO","77777777777 - CONTRATO CONSULTORIA CEFE COMETAS","19,00 %","$ 842.290,00","2019-05-23"]
[102013,"FV-25 SIST. FACHADA VENTANE OccNiv 2 CEFE Cometas","M2","VENTANERIA EN ALUMINIO","77777777777 - CONTRATO CONSULTORIA CEFE COMETAS","19,00 %","$ 986.803,00","2019-05-23"]
[102017,"FV-26 SIST. FACHADA VENTANE OccNiv 3 CEFE Cometas","M2","VENTANERIA EN ALUMINIO","77777777777 - CONTRATO CONSULTORIA CEFE COMETAS","19,00 %","$ 986.803,00","2019-05-23"]
[102020,"FV-27 SIST. FACHADA VENTANE OccNiv 3 CEFE Cometas","M2","VENTANERIA EN ALUMINIO","77777777777 - CONTRATO CONSULTORIA CEFE COMETAS","19,00 %","$ 842.290,00","2019-05-23"]
[102021,"FV-28 SIST. FACHADA VENTANE OccNiv 3 CEFE Cometas","M2","VENTANERIA EN ALUMINIO","77777777777 - CONTRATO CONSULTORIA CEFE COMETAS","19,00 %","$ 991.831,00","2019-10-04"]
[102029,"FV-29 SIST. FACHADA VENTANE OccNiv 4 CEFE Cometas","M2","VENTANERIA EN ALUMINIO","77777777777 - CONTRATO CONSULTORIA CEFE COMETAS","19,00 %","$ 1.395.431,00","2019-10-04"]
[101945,"FV-3 SIST. FACHADA VENTANERIA SurNiv1 CEFE Cometas","M2","VENTANERIA EN ALUMINIO","77777777777 - CONTRATO CONSULTORIA CEFE COMETAS","19,00 %","$ 1.306.764,00","2019-05-21"]
[102023,"FV-30 SIST. FACHADA VENTANE OccNiv 4 CEFE Cometas","M2","VENTANERIA EN ALUMINIO","77777777777 - CONTRATO CONSULTORIA CEFE COMETAS","19,00 %","$ 1.087.188,00","2019-05-23"]
[102024,"FV-31 SIST. FACHADA VENTANE OccNiv 5 CEFE Cometas","M2","VENTANERIA EN ALUMINIO","77777777777 - CONTRATO CONSULTORIA CEFE COMETAS","19,00 %","$ 842.290,00","2019-05-23"]
[102026,"FV-32 SIST. FACHADA VENTANE OccNiv 5 CEFE Cometas","M2","VENTANERIA EN ALUMINIO","77777777777 - CONTRATO CONSULTORIA CEFE COMETAS","19,00 %","$ 842.290,00","2019-05-23"]
[102027,"FV-33 SIST. FACHADA VENTANE NorNiv 3 CEFE Cometas","M2","VENTANERIA EN ALUMINIO","77777777777 - CONTRATO CONSULTORIA CEFE COMETAS","19,00 %","$ 948.396,00","2019-05-23"]
[102028,"FV-34 SIST. FACHADA VENTANE NorNiv 3 CEFE Cometas","M2","VENTANERIA EN ALUMINIO","77777777777 - CONTRATO CONSULTORIA CEFE COMETAS","19,00 %","$ 1.395.431,00","2019-09-30"]
[101937,"FV-35 SIST. FACHADA VENTANERIA Niv3 CEFE Cometas","M2","VENTANERIA EN ALUMINIO","77777777777 - CONTRATO CONSULTORIA CEFE COMETAS","19,00 %","$ 1.206.445,00","2019-05-21"]
[101939,"FV-36 SIST. FACHADA VENTANERIA Niv4 CEFE Cometas","M2","VENTANERIA EN ALUMINIO","77777777777 - CONTRATO CONSULTORIA CEFE COMETAS","19,00 %","$ 842.290,00","2019-05-21"]
[101940,"FV-37 SIST. FACHADA VENTANERIA Niv4 CEFE Cometas","M2","VENTANERIA EN ALUMINIO","77777777777 - CONTRATO CONSULTORIA CEFE COMETAS","19,00 %","$ 986.803,00","2019-05-21"]
[101941,"FV-38 SIST. FACHADA VENTANERIA Niv4 CEFE Cometas","M2","VENTANERIA EN ALUMINIO","77777777777 - CONTRATO CONSULTORIA CEFE COMETAS","19,00 %","$ 1.140.935,00","2019-05-21"]
[101942,"FV-39 SIST. FACHADA VENTANERIA Niv4 CEFE Cometas","M2","VENTANERIA EN ALUMINIO","77777777777 - CONTRATO CONSULTORIA CEFE COMETAS","19,00 %","$ 842.290,00","2019-05-21"]
[101948,"FV-4 SIST. FACHADA VENTANERIA SurNiv1 CEFE Cometas","M2","VENTANERIA EN ALUMINIO","77777777777 - CONTRATO CONSULTORIA CEFE COMETAS","19,00 %","$ 1.306.764,00","2019-05-21"]
[101943,"FV-40 SIST. FACHADA VENTANERIA Niv5 CEFE Cometas","M2","VENTANERIA EN ALUMINIO","77777777777 - CONTRATO CONSULTORIA CEFE COMETAS","19,00 %","$ 1.160.701,00","2019-05-21"]
[101950,"FV-41 SIST. FACHADA VENTANERIA Niv5 CEFE Cometas","M2","VENTANERIA EN ALUMINIO","77777777777 - CONTRATO CONSULTORIA CEFE COMETAS","19,00 %","$ 1.442.021,00","2019-05-21"]
[101955,"FV-42 SIST. FACHADA VENTANERIA Niv5 CEFE Cometas","M2","VENTANERIA EN ALUMINIO","77777777777 - CONTRATO CONSULTORIA CEFE COMETAS","19,00 %","$ 914.546,00","2019-05-21"]
[101958,"FV-43 SIST. FACHADA VENTANERIA Niv5 CEFE Cometas","M2","VENTANERIA EN ALUMINIO","77777777777 - CONTRATO CONSULTORIA CEFE COMETAS","19,00 %","$ 797.129,00","2019-05-21"]
[101961,"FV-44 SIST. FACHADA VENTANERIA Niv5 CEFE Cometas","M2","VENTANERIA EN ALUMINIO","77777777777 - CONTRATO CONSULTORIA CEFE COMETAS","19,00 %","$ 938.015,00","2019-05-21"]
[101965,"FV-45 SIST. FACHADA VENTANERIA Niv5 CEFE Cometas","M2","VENTANERIA EN ALUMINIO","77777777777 - CONTRATO CONSULTORIA CEFE COMETAS","19,00 %","$ 914.546,00","2019-05-21"]
[101970,"FV-46 SIST.FACHADA VENTANERIA MQ01 CEFE Cometas","M2","VENTANERIA EN ALUMINIO","77777777777 - CONTRATO CONSULTORIA CEFE COMETAS","19,00 %","$ 1.189.289,00","2019-05-21"]
[101973,"FV-47 SIST.FACHADA VENTANERIA MQ02 CEFE Cometas","M2","VENTANERIA EN ALUMINIO","77777777777 - CONTRATO CONSULTORIA CEFE COMETAS","19,00 %","$ 1.313.489,00","2019-05-21"]
[101976,"FV-48 SIST. FACHADA VENTANERIA MQ03 CEFE Cometas","M2","VENTANERIA EN ALUMINIO","77777777777 - CONTRATO CONSULTORIA CEFE COMETAS","19,00 %","$ 1.071.989,00","2019-05-21"]
[101990,"FV-49 SIST. FACHADA VENTANERIA Niv1a3 CEFE Cometas","M2","VENTANERIA EN ALUMINIO","77777777777 - CONTRATO CONSULTORIA CEFE COMETAS","19,00 %","$ 1.389.230,00","2019-05-22"]
[101949,"FV-5 SIST. FACHADA VENTANERIA SurNiv1 CEFE Cometas","M2","VENTANERIA EN ALUMINIO","77777777777 - CONTRATO CONSULTORIA CEFE COMETAS","19,00 %","$ 1.065.390,99","2019-05-21"]
[101991,"FV-50 SIST. FACHADA VENTANERIA Niv1a3 CEFE Cometas","M2","VENTANERIA EN ALUMINIO","77777777777 - CONTRATO CONSULTORIA CEFE COMETAS","19,00 %","$ 1.122.784,00","2019-05-22"]
[101992,"FV-51 SIST. FACHADA VENTANERIA Niv1a3 CEFE Cometas","M2","VENTANERIA EN ALUMINIO","77777777777 - CONTRATO CONSULTORIA CEFE COMETAS","19,00 %","$ 798.007,00","2019-05-22"]
[101993,"FV-52 SIST. FACHADA VENTANERIA Niv1a3 CEFE Cometas","M2","VENTANERIA EN ALUMINIO","77777777777 - CONTRATO CONSULTORIA CEFE COMETAS","19,00 %","$ 1.214.725,00","2019-05-22"]
[101994,"FV-53 SIST. FACHADA VENTANERIA Niv1a3 CEFE Cometas","M2","VENTANERIA EN ALUMINIO","77777777777 - CONTRATO CONSULTORIA CEFE COMETAS","19,00 %","$ 821.818,00","2019-05-22"]
[101995,"FV-54 SIST. FACHADA VENTANERIA Niv1a3 CEFE Cometas","M2","VENTANERIA EN ALUMINIO","77777777777 - CONTRATO CONSULTORIA CEFE COMETAS","19,00 %","$ 1.522.912,00","2019-05-22"]
[101996,"FV-55 SIST. FACHADA VENTANERIA Niv1a3 CEFE Cometas","M2","VENTANERIA EN ALUMINIO","77777777777 - CONTRATO CONSULTORIA CEFE COMETAS","19,00 %","$ 1.395.431,00","2019-05-22"]
[101997,"FV-56 SIST. FACHADA VENTANERIA Niv1a3 CEFE Cometas","M2","VENTANERIA EN ALUMINIO","77777777777 - CONTRATO CONSULTORIA CEFE COMETAS","19,00 %","$ 1.395.431,00","2019-05-22"]
[102001,"FV-56 SIST. FACHADA VENTANERIA Niv1a3 CEFE Cometas","M2","VENTANERIA EN ALUMINIO","77777777777 - CONTRATO CONSULTORIA CEFE COMETAS","19,00 %","$ 1.395.431,00","2019-05-23"]
[102003,"FV-57 SIST. FACHADA VENTANERIA Niv1a3 CEFE Cometas","M2","VENTANERIA EN ALUMINIO","77777777777 - CONTRATO CONSULTORIA CEFE COMETAS","19,00 %","$ 1.395.431,00","2019-05-23"]
[102005,"FV-58 SIST. FACHADA VENTANERIA Niv1a3 CEFE Cometas","M2","VENTANERIA EN ALUMINIO","77777777777 - CONTRATO CONSULTORIA CEFE COMETAS","19,00 %","$ 1.395.431,00","2019-05-23"]
[102007,"FV-59 SIST. FACHADA VENTANERIA Niv1a3 CEFE Cometas","M2","VENTANERIA EN ALUMINIO","77777777777 - CONTRATO CONSULTORIA CEFE COMETAS","19,00 %","$ 1.395.431,00","2019-05-23"]
[101951,"FV-6 SIST. FACHADA VENTANERIA SurNiv1 CEFE Cometas","M2","VENTANERIA EN ALUMINIO","77777777777 - CONTRATO CONSULTORIA CEFE COMETAS","19,00 %","$ 1.279.007,00","2019-05-21"]
[102008,"FV-60 SIST. FACHADA VENTANERIA Niv1a3 CEFE Cometas","M2","VENTANERIA EN ALUMINIO","77777777777 - CONTRATO CONSULTORIA CEFE COMETAS","19,00 %","$ 1.395.431,00","2019-05-23"]
[102012,"FV-61 SIST. FACHADA VENTANERIA Niv1a3 CEFE Cometas","M2","VENTANERIA EN ALUMINIO","77777777777 - CONTRATO CONSULTORIA CEFE COMETAS","19,00 %","$ 1.395.431,00","2019-05-23"]
[102014,"FV-62 SIST. FACHADA VENTANERIA Niv1a3 CEFE Cometas","M2","VENTANERIA EN ALUMINIO","77777777777 - CONTRATO CONSULTORIA CEFE COMETAS","19,00 %","$ 1.395.431,00","2019-05-23"]
[102015,"FV-63 SIST. FACHADA VENTANERIA Niv1a3 CEFE Cometas","M2","VENTANERIA EN ALUMINIO","77777777777 - CONTRATO CONSULTORIA CEFE COMETAS","19,00 %","$ 1.395.431,00","2019-05-23"]
[102016,"FV-64 SIST. FACHADA VENTANERIA Niv1a3 CEFE Cometas","M2","VENTANERIA EN ALUMINIO","77777777777 - CONTRATO CONSULTORIA CEFE COMETAS","19,00 %","$ 1.395.431,00","2022-02-03"]
[102018,"FV-65 SIST. FACHADA VENTANERIA Niv1a3 CEFE Cometas","M2","VENTANERIA EN ALUMINIO","77777777777 - CONTRATO CONSULTORIA CEFE COMETAS","19,00 %","$ 1.395.431,00","2019-05-23"]
[102019,"FV-66 SIST. FACHADA VENTANERIA Niv1a3 CEFE Cometas","M2","VENTANERIA EN ALUMINIO","77777777777 - CONTRATO CONSULTORIA CEFE COMETAS","19,00 %","$ 1.395.431,00","2019-05-23"]
[102022,"FV-67 SIST. FACHADA VENTANERIA Niv1a3 CEFE Cometas","M2","VENTANERIA EN ALUMINIO","77777777777 - CONTRATO CONSULTORIA CEFE COMETAS","19,00 %","$ 1.395.431,00","2019-05-23"]
[102025,"FV-68 SIST. FACHADA VENTANERIA Niv1a3 CEFE Cometas","M2","VENTANERIA EN ALUMINIO","77777777777 - CONTRATO CONSULTORIA CEFE COMETAS","19,00 %","$ 1.395.431,00","2019-05-23"]
[101924,"FV-69 SIST. FACHADA VENTANERIA Niv1a3 CEFE Cometas","M2","VENTANERIA EN ALUMINIO","77777777777 - CONTRATO CONSULTORIA CEFE COMETAS","19,00 %","$ 1.395.431,00","2019-05-21"]
[101952,"FV-7 SIST. FACHADA VENTANERIA SurNiv1 CEFE Cometas","M2","VENTANERIA EN ALUMINIO","77777777777 - CONTRATO CONSULTORIA CEFE COMETAS","19,00 %","$ 1.103.479,00","2019-05-21"]
[101925,"FV-70 SIST. FACHADA VENTANERIA Niv1a3 CEFE Cometas","M2","VENTANERIA EN ALUMINIO","77777777777 - CONTRATO CONSULTORIA CEFE COMETAS","19,00 %","$ 1.395.431,00","2019-05-21"]
[101927,"FV-71 SIST. FACHADA VENTANERIA Niv1a3 CEFE Cometas","M2","VENTANERIA EN ALUMINIO","77777777777 - CONTRATO CONSULTORIA CEFE COMETAS","19,00 %","$ 1.395.431,00","2019-05-21"]
[101928,"FV-72 SIST. FACHADA VENTANERIA Niv1a3 CEFE Cometas","M2","VENTANERIA EN ALUMINIO","77777777777 - CONTRATO CONSULTORIA CEFE COMETAS","19,00 %","$ 1.395.431,00","2019-05-21"]
[101929,"FV-73 SIST. FACHADA VENTANERIA Niv1a3 CEFE Cometas","M2","VENTANERIA EN ALUMINIO","77777777777 - CONTRATO CONSULTORIA CEFE COMETAS","19,00 %","$ 1.395.431,00","2019-05-21"]
[101930,"FV-74 SIST. FACHADA VENTANERIA Niv1a3 CEFE Cometas","M2","VENTANERIA EN ALUMINIO","77777777777 - CONTRATO CONSULTORIA CEFE COMETAS","19,00 %","$ 1.395.431,00","2019-05-21"]
[101931,"FV-75 SIST. FACHADA VENTANERIA Niv1a3 CEFE Cometas","M2","VENTANERIA EN ALUMINIO","77777777777 - CONTRATO CONSULTORIA CEFE COMETAS","19,00 %","$ 1.395.431,00","2019-01-25"]
[101932,"FV-76 SIST. FACHADA VENTANERIA Niv1a3 CEFE Cometas","M2","VENTANERIA EN ALUMINIO","77777777777 - CONTRATO CONSULTORIA CEFE COMETAS","19,00 %","$ 1.395.431,00","2019-01-25"]
[101934,"FV-77 SIST.FACHADA VENTANER-OrienNiv1a3CEFECometas","M2","VENTANERIA EN ALUMINIO","77777777777 - CONTRATO CONSULTORIA CEFE COMETAS","19,00 %","$ 1.421.258,00","2019-05-21"]
[101935,"FV-78 SIST.FACHADA VENTANER-OrienNiv1a3CEFECometas","M2","VENTANERIA EN ALUMINIO","77777777777 - CONTRATO CONSULTORIA CEFE COMETAS","19,00 %","$ 1.408.054,01","2019-05-21"]
[101936,"FV-79 SIST.FACHADA VENTANER-OrienNiv1a3CEFECometas","M2","VENTANERIA EN ALUMINIO","77777777777 - CONTRATO CONSULTORIA CEFE COMETAS","19,00 %","$ 1.410.486,00","2019-05-21"]
[101954,"FV-8 SIST. FACHADA VENTANERIA SurNiv1 CEFE Cometas","M2","VENTANERIA EN ALUMINIO","77777777777 - CONTRATO CONSULTORIA CEFE COMETAS","19,00 %","$ 1.103.479,00","2019-05-21"]
[101938,"FV-80: SIST.FACHADA VENTANER-OrienNiv1a3CEFECometa","M2","VENTANERIA EN ALUMINIO","77777777777 - CONTRATO CONSULTORIA CEFE COMETAS","19,00 %","$ 1.552.028,00","2019-05-21"]
[101947,"FV-81: SIST.FACHADA VENTANER-OrienNiv1a3CEFECometa","M2","VENTANERIA EN ALUMINIO","77777777777 - CONTRATO CONSULTORIA CEFE COMETAS","19,00 %","$ 1.521.980,00","2019-05-21"]
[101953,"FV-82SIST.FACHADAVENTANER-Gr-OccNivelv1a3CEFEComet","M2","VENTANERIA EN ALUMINIO","77777777777 - CONTRATO CONSULTORIA CEFE COMETAS","19,00 %","$ 1.154.812,00","2019-05-21"]
[101960,"FV-83SIST.FACHADAVENTANER-Gr-OccNivelv1a3CEFEComet","M2","VENTANERIA EN ALUMINIO","77777777777 - CONTRATO CONSULTORIA CEFE COMETAS","19,00 %","$ 1.144.039,00","2019-05-21"]
[101962,"FV-84SIST.FACHADAVENTANER-Gr-OccNivelv1a3CEFEComet","M2","VENTANERIA EN ALUMINIO","77777777777 - CONTRATO CONSULTORIA CEFE COMETAS","19,00 %","$ 1.141.607,00","2019-05-21"]
[101963,"FV-85SIST.FACHADAVENTANER-Gr-OccNivelv1a3CEFEComet","M2","VENTANERIA EN ALUMINIO","77777777777 - CONTRATO CONSULTORIA CEFE COMETAS","19,00 %","$ 1.552.028,00","2019-05-21"]
[101964,"FV-86SIST.FACHADAVENTANER-Gr-OccNivelv1a3CEFEComet","M2","VENTANERIA EN ALUMINIO","77777777777 - CONTRATO CONSULTORIA CEFE COMETAS","19,00 %","$ 1.229.844,00","2019-05-21"]
[101966,"FV-87SIST.FACHADAVENTANER-Vol-InteNiv2a3CEFECometa","M2","VENTANERIA EN ALUMINIO","77777777777 - CONTRATO CONSULTORIA CEFE COMETAS","19,00 %","$ 1.126.228,99","2019-05-21"]
[101972,"FV-88SIST.FACHADAVENTANER-Vol-InteNiv2a3CEFECometa","M2","VENTANERIA EN ALUMINIO","77777777777 - CONTRATO CONSULTORIA CEFE COMETAS","19,00 %","$ 1.122.784,00","2019-05-21"]
[101974,"FV-89SIST.FACHADAVENTANERIA-Ven-InteNiv3CEFECometa","M2","VENTANERIA EN ALUMINIO","77777777777 - CONTRATO CONSULTORIA CEFE COMETAS","19,00 %","$ 666.711,99","2019-05-21"]
[101956,"FV-9 SIST. FACHADA VENTANERIA SurNiv1 CEFE Cometas","M2","VENTANERIA EN ALUMINIO","77777777777 - CONTRATO CONSULTORIA CEFE COMETAS","19,00 %","$ 1.103.479,00","2019-05-21"]
[101975,"FV-90SIST.FACHADAVENTANERIA-Ven-InteNiv3CEFECometa","M2","VENTANERIA EN ALUMINIO","77777777777 - CONTRATO CONSULTORIA CEFE COMETAS","19,00 %","$ 666.711,99","2019-05-21"]
[101977,"FV-91SIST.FACHADAVENTANERIA-Ven-InteNiv3CEFECometa","M2","VENTANERIA EN ALUMINIO","77777777777 - CONTRATO CONSULTORIA CEFE COMETAS","19,00 %","$ 666.711,99","2019-05-21"]
[101978,"FV-92SIST.FACHADAVENTANERIA-Ven-InteNiv3CEFECometa","M2","VENTANERIA EN ALUMINIO","77777777777 - CONTRATO CONSULTORIA CEFE COMETAS","19,00 %","$ 666.711,99","2019-05-21"]
[101979,"FV-93SIST.FACHADAVENTANERIA-Ven-InteNiv3CEFECometa","M2","VENTANERIA EN ALUMINIO","77777777777 - CONTRATO CONSULTORIA CEFE COMETAS","19,00 %","$ 937.674,99","2019-05-21"]
[101980,"FV-94SIST.FACHADAVENTANERIA-Ven-InteNiv2CEFECometa","M2","VENTANERIA EN ALUMINIO","77777777777 - CONTRATO CONSULTORIA CEFE COMETAS","19,00 %","$ 937.674,99","2019-05-21"]
[101981,"FV-95SIST.FACHADAVENTANERIA-Ven-InteNiv2CEFECometa","M2","VENTANERIA EN ALUMINIO","77777777777 - CONTRATO CONSULTORIA CEFE COMETAS","19,00 %","$ 937.674,99","2019-05-21"]
[101983,"FV-96SIST.FACHADAVENTANERIA-Ven-InteNiv2CEFECometa","M2","VENTANERIA EN ALUMINIO","77777777777 - CONTRATO CONSULTORIA CEFE COMETAS","19,00 %","$ 937.674,99","2019-05-21"]
[101984,"FV-97SIST.FACHADAVENTANERIA-Ven-InteNiv2CEFECometa","M2","VENTANERIA EN ALUMINIO","77777777777 - CONTRATO CONSULTORIA CEFE COMETAS","19,00 %","$ 937.674,99","2019-05-21"]
[101985,"FV-98SIST.FACHADAVENTANERIA-Ven-InteNiv2CEFECometa","M2","VENTANERIA EN ALUMINIO","77777777777 - CONTRATO CONSULTORIA CEFE COMETAS","19,00 %","$ 937.674,99","2019-05-21"]
[101986,"FV-99SIST.FACHADAVENTAN-PergolaIntNivel2CEFECometa","M2","VENTANERIA EN ALUMINIO","77777777777 - CONTRATO CONSULTORIA CEFE COMETAS","19,00 %","$ 1.092.689,00","2019-05-22"]
[101597,"Gabin. metál. para barraj, tot 3x50A y 5 interrupt","UN","CAJAS, ARMARIOS, TABLEROS",null,"0,00 %","0,00"]
[101595,"Gabinete","UN","CAJAS, ARMARIOS, TABLEROS",null,"0,00 %","0,00"]
[3518,"GABINETE .600 x.400 x  2.50","UN","CAJAS, ARMARIOS, TABLEROS","860061089 - IDRD - PROYECCIÓN","19,00 %","$ 193.085,00","2020-01-09"]
[104833,"GABINETE 200 AMP-LAM.CAL.16C.R.;ESP.TOTALIZ+PUERTA","UN","MISCELANEA",null,"0,00 %","0,00"]
[102149,"GABINETE 32 RELES SOBREP PTA Y LLAVE CDRC Cometas","UN","APARATOS ELECTRICOS","77777777777 - CONTRATO CONSULTORIA CEFE COMETAS","19,00 %","$ 5.426.475,01","2019-07-09"]
[107448,"GABINETE COLD ROLL CALIBRE 16 1X0,8X,04 m","UN","INST. ELECTRICAS",null,"0,00 %","0,00"]
[108184,"Gabinete con barraje de 852A","UN","APARATOS ELECTRICOS",null,"0,00 %","0,00"]
[104327,"GABINETE CONTRA INCENDIO TIPO-1COMPLETO","UN","EQUIPOS ESPECIALES",null,"0,00 %","0,00"]
[103446,"GABINETE CONTRA INCENDIO TIPO3 Valv.certificada","UN","EQUIPO DE SEGURIDAD INDUSTRIAL","860061089 - IDRD - PROYECCIÓN","19,00 %","$ 1.050.764,00","2020-01-09"]
[106280,"GABINETE CONTRAINCENDIO TIPO II-Valv.Certificada","UN","RED CONTRA INCENDIO","860061089 - IDRD - PROYECCIÓN","19,00 %","$ 698.224,17","2020-01-14"]
[108738,"GABINETE DE PARED ABATIBLE","UN","MISCELANEA",null,"0,00 %","0,00"]
[108739,"GABINETE DE PISO","UN","MISCELANEA",null,"0,00 %","0,00"]
[107387,"GABINETE EN LAMINA COLD ROLL CALIBRE 18","UN","APARATOS ELECTRICOS",null,"0,00 %","0,00"]
[108535,"Gabinete G-CH a 440V sobre poner exterior IP65","UN","CAJAS, ARMARIOS, TABLEROS",null,"0,00 %","0,00"]
[12636,"Gabinete gm para 32 reles de sobreponer.","BTO","INST. ELECTRICAS","666665454444 - IDRD - MENOR PRECIO DE COTIZACIONES","19,00 %","$ 5.728.779,00","2020-07-14"]
[104108,"GABINETE IP-65 (1.0X0.8X0.30M)","UN","INST. ELECTRICAS",null,"0,00 %","0,00"]
[101598,"Gabinete metál. según CODENSA CS 503-1,CS 504-4","UN","CAJAS, ARMARIOS, TABLEROS",null,"0,00 %","0,00"]
[101675,"Gabinete metálico 2x1,5x0,6 equipado (Fontanar)","UN","CAJAS, ARMARIOS, TABLEROS",null,"0,00 %","0,00"]
[101571,"Gabinete metálico con barraje 1500A y Tot 3x1000A","UN","CAJAS, ARMARIOS, TABLEROS",null,"0,00 %","0,00"]
[101530,"Gabinete metálico, instrumentos y proteccion.(Fon)","UN","APARATOS ELECTRICOS","860061089 - IDRD - PROYECCIÓN","19,00 %","$ 11.213.928,00","2023-03-29"]
[101735,"GABINETE RACK 15U CDRC Cometas","UN","APARATOS ELECTRICOS","77777777777 - CONTRATO CONSULTORIA CEFE COMETAS","19,00 %","$ 877.169,00","2019-06-25"]
[108977,"GABINETE RACK 35U MULTITOMA 8 4 BANDEJAS","UN","APARATOS ELECTRICOS",null,"0,00 %","0,00"]
[101731,"GABINETE RACK 45U CDRC Cometas","UN","APARATOS ELECTRICOS","77777777777 - CONTRATO CONSULTORIA CEFE COMETAS","19,00 %","$ 2.625.563,00","2019-04-09"]
[107992,"Gabinete TBOMB-S a 440V sobre poner Interior IP 20","UN","CAJAS, ARMARIOS, TABLEROS","562221312 - IDRD - VALOR CIO AJUSTADO","19,00 %","$ 426.381,00","2019-03-11"]
[101592,"Gabinete TI-EX1 a 440V Tablero Sobre poner IP 20","UN","CAJAS, ARMARIOS, TABLEROS","8956232 - IDRD - MEDIA ARMONICA COTIZACIONES","19,00 %","$ 2.059.010,00","2019-03-15"]
[104958,"GABINETE TRANSFERENCIA 200AMP.S/DESCRIP. TÉCNICA","UN","APARATOS ELECTRICOS","860061089 - IDRD - PROYECCIÓN","19,00 %","$ 6.136.749,00","2023-03-28"]
[108019,"Gabinete transformador Bateria de 12V-7A KIT3A","UN","APARATOS ELECTRICOS",null,"0,00 %","0,00"]
[108020,"Gabinete transformador Bateria de 12V-7A KIT5A","UN","APARATOS ELECTRICOS",null,"0,00 %","0,00"]
[564,"GABINETE WC PPAL 60x45","UN","GRIFERIAS,APARATOS,ACCESORIOS",null,"0,00 %","0,00"]
[565,"GABINETE WC SERVICIO 60x40","UN","GRIFERIAS,APARATOS,ACCESORIOS",null,"0,00 %","0,00"]
[104306,"GABINETE.MET.1.20X0.60MLAM.CAL.22-PARA SWITCH 24PT","UN","INST. ELECTRICAS",null,"0,00 %","0,00"]
[105119,"Gabinete+Seccionador .tripol+Fusibles","UN","APARATOS ELECTRICOS",null,"0,00 %","0,00"]
[104309,"GabineteAceroImport.Toallas de papelSobrepon+Cerra","UN","GRIFERIAS,APARATOS,ACCESORIOS",null,"0,00 %","0,00"]
[106483,"GAFAS DE SEGURIDAD – LENTE CLARO CHELSEA","UN","ELEMENTOS DE SEGURIDAD",null,"0,00 %","0,00"]
[3954,"GANCHO DE 1/4\"x140 GA-14        ACESCO","ML","CERCHAS,VIGAS, ANG, PERFILES",null,"0,00 %","0,00"]
[3953,"GANCHO DE 3/16\"x60 GA-6          ACESCO","ML","CERCHAS,VIGAS, ANG, PERFILES",null,"0,00 %","0,00"]
[107564,"Gancho de salvamento - Metalico con tubo","UN","APARATOS ELECTRICOS","555555555555 - IDRD - MEDIANA DE COTIZACIONES","19,00 %","$ 94.776,00","2020-12-29"]
[103545,"GANCHO EN ALUMINIO PARA TEJA","UN","MISCELANEA",null,"0,00 %","0,00"]
[103570,"GANCHO PARA CANALETA 90","UN","MISCELANEA",null,"0,00 %","0,00"]
[215,"GANCHO PLACA Ond.150mm FIBROCEMENTO","UN","CUBIERTAS Y ACCESORIOS","860061089 - IDRD - PROYECCIÓN","19,00 %","$ 2.097,01","2023-03-28"]
[12928,"GANCHO SALVAVIDAS EN ALUMINIO","UN","PISCINAS","860061089 - IDRD - PROYECCIÓN","19,00 %","$ 41.640,00","2022-01-31"]
[105533,"GANCHOS METALICOS","UN","ORNAMENTACION FORJADO",null,"0,00 %","0,00"]
[103720,"GARGOLA 0.15X0.09X0.50M","UN","MISCELANEA","66665555555 - IDRD - MEDIA ARITMETICA DE COTIZACIONES","19,00 %","$ 37.199,00","2022-06-07"]
[1561,"GAS E-1 Matricula serv+Conex","UN","TARIFAS Y SERVICIOS",null,"0,00 %","0,00"]
[1562,"GAS E-2 Matricula serv+Conex","UN","TARIFAS Y SERVICIOS",null,"0,00 %","0,00"]
[1563,"GAS E-3 Matricula serv+Conex","UN","TARIFAS Y SERVICIOS",null,"0,00 %","0,00"]
[1564,"GAS E-4 Matricula serv+Conex","UN","TARIFAS Y SERVICIOS",null,"0,00 %","0,00"]
[1565,"GAS E-5 Matricula serv+Conex","UN","TARIFAS Y SERVICIOS",null,"0,00 %","0,00"]
[1566,"GAS E-6 Matricula serv.+Conex","UN","TARIFAS Y SERVICIOS",null,"0,00 %","0,00"]
[100615,"Gasolina      **","GLN","COMBUSTIBLES","999XXX-1 - MINISTERIO DE MINAS Y ENERGIA","0,00 %","$ 11.173,00","2023-03-23"]
[101411,"GATO TENSONAMIENTO 200TN-aTens=314cm2 CEFE COMETAS","HR","EQUIPOS DE AIRE","77777777777 - CONTRATO CONSULTORIA CEFE COMETAS","19,00 %","$ 152.612,00","2019-04-02"]
[103174,"Gavión TripleTors.Cal.13(2x1x1m)Hc=10x10cm+Diafrag","UN","MALLAS ELECTROSOLDADAS",null,"0,00 %","0,00"]
[102248,"GavionRecubPVC(2*1*1)TriplTors.Cal13-H10x10SinDiaf","UN","ACEROS,HIERROS/MALLAS,CERCHAS",null,"0,00 %","0,00"]
[105698,"GaviónRecubPVC(2x1x1m)TripTorsCal.13.H10x10cm+Diaf","UN","MALLAS ELECTROSOLDADAS",null,"0,00 %","0,00"]
[104877,"GAVIÓNTRIP.TORS.CAL3MM(2X1X1)7.5X7.5GALV.BOR3.8MM","UN","MALLAS ELECTROSOLDADAS",null,"0,00 %","0,00"]
[12861,"GEL ANTIBACTERIAL ","GLN","ELEMENTOS DE SEGURIDAD","8956232 - IDRD - MEDIA ARMONICA COTIZACIONES","19,00 %","$ 35.859,00","2022-06-13"]
[12770,"GENERACIÓN CÓDIGO SIGAU","UN","ARBOLES Y PLANTAS","860061089 - IDRD - PROYECCIÓN","0,00 %","$ 36.967,00","2022-01-24"]
[12982,"GENERADOR 125 KVA  - Incl. transporte, operario y combustible.","DD","EQUIPO ALQUILER Y MAQUINARIA","860061089 - IDRD - PROYECCIÓN","19,00 %","$ 1.697.166,00","2023-03-31"]
[12980,"GENERADOR 25 KVA - Incl. transporte, operario y combustible.","DD","PLANTAS ELECTRICAS","860061089 - IDRD - PROYECCIÓN","19,00 %","$ 1.012.212,00","2023-03-31"]
[12981,"GENERADOR 70 KVA  - Incl. transporte, operario y combustible.","DD","EQUIPO ALQUILER Y MAQUINARIA","860061089 - IDRD - PROYECCIÓN","19,00 %","$ 1.266.002,00","2023-03-31"]
[102998,"Generador de tonos **","UN","FERRETERIA Y HERRAMIENTAS",null,"0,00 %","0,00"]
[12995,"Generador de tonos para identificar cables de red, telefónicos o coaxiales","UN","FERRETERIA Y HERRAMIENTAS","860061089 - IDRD - PROYECCIÓN","19,00 %","$ 246.855,00","2022-01-27"]
[100476,"GEOBIOTEX /ECOMATRIX- EMPRADIZACIÓN Y EROSIÓN (MAN","M2","GEOSINTETICOS",null,"0,00 %","0,00"]
[105087,"GEOCELDA  NEOWEB (e=0.12m) A=2.50M","M2","PAVIMENTOS","8956232 - IDRD - MEDIA ARMONICA COTIZACIONES","19,00 %","$ 35.962,00","2022-05-02"]
[106715,"Geocelda Neoloy-356-120A-76ps","M2","GEOSINTETICOS",null,"0,00 %","0,00"]
[12656,"Geocelda sloperunner ega 30/150 ","M2","GEOSINTETICOS","666665454444 - IDRD - MENOR PRECIO DE COTIZACIONES","19,00 %","$ 46.410,00","2020-08-11"]
[103305,"GEODREN CIRCULAR 100MMM H=2M","ML","MISCELANEA",null,"0,00 %","0,00"]
[108088,"GEODRÉN PLANAR","M2","INST. HIDRAUL/SANIT. Y LAMINAS",null,"0,00 %","0,00"]
[100016,"Geodren planar  e= 5.0mm (goeText+geoRed)  h=1","ML","GEOSINTETICOS","860061089 - IDRD - PROYECCIÓN","19,00 %","$ 28.686,00","2023-03-29"]
[100675,"Geodren planar  e= 5.0mm (goeText+geoRed)  h=2**","ML","GEOSINTETICOS",null,"0,00 %","0,00"]
[104039,"Geodren planar e=5.0mm GMX-7 h=0.50m","ML","INST. HIDRAUL/SANIT. Y LAMINAS",null,"0,00 %","0,00"]
[100017,"GeoEcomatrix (Pavco) empradizacion y erosion  **","M2","JARDINERIA Y GRAMAS","860061089 - IDRD - PROYECCIÓN","19,00 %","$ 4.410,00","2022-01-31"]
[10635,"GEOMALLA BIAXIAL 30X30","M2","MALLAS ELECTROSOLDADAS","8956232 - IDRD - MEDIA ARMONICA COTIZACIONES","19,00 %","$ 11.088,00","2022-04-25"]
[12787,"GEOMALLA BIAXIAL BX 30X30","M2","GEOSINTETICOS","860061089 - IDRD - PROYECCIÓN","19,00 %","$ 11.011,00","2022-01-31"]
[12655,"GEOMALLA BIAXIAL BX30X30 PARA TALUDES ","M2","GEOSINTETICOS",null,"19,00 %","$ 9.916,00","2020-08-11"]
[102246,"GEOmalla Biaxial LBO 202 Pavco**","M2","IMPERMEABILIZANTES",null,"0,00 %","0,00"]
[104038,"GEOmalla Biaxial LBO 301 Pavco","M2","MISCELANEA",null,"0,00 %","0,00"]
[103998,"GEOmalla Fortgrid BX 100 refuerzo biaxial","M2","MISCELANEA",null,"0,00 %","0,00"]
[100002,"Geomalla Fortgrid BX 25 Ahora BX 30  tejida en pol","M2","IMPERMEABILIZANTES","8956232 - IDRD - MEDIA ARMONICA COTIZACIONES","19,00 %","$ 5.161,01","2022-04-06"]
[100676,"GEOmalla Fortgrid BX 25 refuerzo biaxial Lafayet**","M2","IMPERMEABILIZANTES",null,"0,00 %","0,00"]
[100003,"GEOmalla Fortgrid BX 65 refuerzo biaxiLafaDesconti","M2","ADITIVOS. MORTEROS",null,"0,00 %","0,00"]
[100004,"GEOmalla Fortgrid UX 100 refuerzo uniaxial **","M2","ADITIVOS. MORTEROS",null,"0,00 %","0,00"]
[100005,"GEOmalla Fortgrid UX 165 refuerzo  uni axial **","M2","ADITIVOS. MORTEROS",null,"0,00 %","0,00"]
[100382,"GEOmalla LBO 202 Pavco**","M2","IMPERMEABILIZANTES",null,"0,00 %","0,00"]
[100383,"GEOmalla LBO 302 Pavco**","M2","IMPERMEABILIZANTES",null,"0,00 %","0,00"]
[100384,"GEOmalla LBO 330 Pavco**","M2","IMPERMEABILIZANTES",null,"0,00 %","0,00"]
[100385,"GEOmalla LBO 440 Pavco**","M2","IMPERMEABILIZANTES",null,"0,00 %","0,00"]
[102892,"GEOmalla Tensar Triax TX 160 (4x75m rollo 300m2)**","M2","IMPERMEABILIZANTES",null,"0,00 %","0,00"]
[100386,"GEOmalla TT 045 Pavco (descont.)","M2","IMPERMEABILIZANTES",null,"0,00 %","0,00"]
[100387,"GEOmalla TT 060 Pavco**","M2","IMPERMEABILIZANTES",null,"0,00 %","0,00"]
[100388,"GEOmalla TT 090 Pavco**","M2","IMPERMEABILIZANTES",null,"0,00 %","0,00"]
[100389,"GEOmalla TT 120 Pavco**","M2","IMPERMEABILIZANTES",null,"0,00 %","0,00"]
[100390,"GEOmalla TT 160 Pavco**","M2","IMPERMEABILIZANTES",null,"0,00 %","0,00"]
[100372,"Geomembrana 20 mil HDPE (0.5 m) **","M2","AISLAMIENTOS",null,"0,00 %","0,00"]
[100374,"Geomembrana Estructural 40 mil (1 mm) TEX **","M2","AISLAMIENTOS",null,"0,00 %","0,00"]
[100373,"Geomembrana Estructural 60 mil (1.5 mm)   **","M2","AISLAMIENTOS",null,"0,00 %","0,00"]
[100375,"Geomembrana Estructural 60 mil (1.5 mm)  TEX **","M2","AISLAMIENTOS",null,"0,00 %","0,00"]
[102802,"GEOMEMBRANA HDPE  20MILS","M2","AISLAMIENTOS","860061089 - IDRD - PROYECCIÓN","19,00 %","$ 8.547,00","2022-01-28"]
[105590,"GEOMEMBRANA HDPE 60 mils Lisa","M2","GEOSINTETICOS","555555555555 - IDRD - MEDIANA DE COTIZACIONES","19,00 %","$ 39.500,00","2022-06-09"]
[3677,"GEOMEMBRANA HDPE SL 30MILS","M2","AISLAMIENTOS",null,"0,00 %","0,00"]
[3678,"GEOMEMBRANA HDPE SL 40MILS","M2","AISLAMIENTOS",null,"0,00 %","0,00"]
[100977,"GEOMEMBRANA POLIFLEX-60","M2","AISLAMIENTOS",null,"0,00 %","0,00"]
[103142,"Geomembrana PVC 1.2 mm /Expuesta) Sumin.+Intal.","M2","IMPERMEABIL.,ADITIVOS,QUIMICOS","860061089 - IDRD - PROYECCIÓN","19,00 %","$ 99.895,00","2023-03-22"]
[100008,"GEOtextil Fortex BX 40 separ+estabiliz Lafayet **","M2","GEOSINTETICOS","8956232 - IDRD - MEDIA ARMONICA COTIZACIONES","19,00 %","$ 5.127,00","2022-04-06"]
[100006,"GEOtextil Fortex BX 60 refuerzo Lafayet**","M2","GEOSINTETICOS",null,"0,00 %","0,00"]
[100007,"GEOtextil Fortex BX 90 refuerzo Lafayet**","M2","ADITIVOS. MORTEROS",null,"0,00 %","0,00"]
[12658,"Geotextil Geotex 451 hm  ","M2","GEOSINTETICOS","666665454444 - IDRD - MENOR PRECIO DE COTIZACIONES","19,00 %","$ 3.371,27","2020-08-11"]
[1082,"GEOTEXTIL NT 1600","M2","AISLAMIENTOS","860.001.498-9 - CONSTRUDATA","19,00 %","$ 3.561,00","2023-03-22"]
[1760,"GEOTEXTIL NT 1800","M2","AISLAMIENTOS","860061089 - IDRD - PROYECCIÓN","19,00 %","$ 4.074,00","2023-03-28"]
[1786,"GEOTEXTIL NT 2000","M2","AISLAMIENTOS","860061089 - IDRD - PROYECCIÓN","19,00 %","$ 5.191,01","2023-03-28"]
[100376,"Geotextil NT 2500 **","M2","AISLAMIENTOS","860061089 - IDRD - PROYECCIÓN","19,00 %","$ 4.293,00","2023-03-29"]
[100377,"Geotextil NT 3000 **","M2","AISLAMIENTOS","66665555555 - IDRD - MEDIA ARITMETICA DE COTIZACIONES","19,00 %","$ 6.007,00","2019-03-27"]
[100378,"Geotextil NT 4000 **","M2","AISLAMIENTOS","860061089 - IDRD - PROYECCIÓN","19,00 %","$ 9.568,00","2023-03-29"]
[100379,"Geotextil NT 5000 **","M2","AISLAMIENTOS",null,"0,00 %","0,00"]
[100380,"Geotextil NT 6000 **","M2","AISLAMIENTOS",null,"0,00 %","0,00"]
[100477,"Geotextil NT 7000 **","M2","AISLAMIENTOS",null,"0,00 %","0,00"]
[1787,"GEOTEXTIL NT REPAVIMENTACION 400","M2","AISLAMIENTOS",null,"0,00 %","0,00"]
[1807,"GEOTEXTIL NT REPAVIMENTACION 450","M2","AISLAMIENTOS","860061089 - IDRD - PROYECCIÓN","19,00 %","$ 3.422,00","2020-06-08"]
[100381,"Geotextil NT7000 **","M2","AISLAMIENTOS",null,"0,00 %","0,00"]
[106890,"Geotextil PP2.500 (110x1.8m)","M2","GEOSINTETICOS",null,"0,00 %","0,00"]
[102356,"Geotextil Sika PP 1800 **","M2","IMPERMEABILIZANTES","860061089 - IDRD - PROYECCIÓN","19,00 %","$ 9.401,00","2023-03-29"]
[1901,"GEOTEXTIL T 1050 (PAVCO)","M2","IMPERMEABILIZANTES",null,"0,00 %","0,00"]
[1964,"GEOTEXTIL T 1400","M2","IMPERMEABILIZANTES",null,"0,00 %","0,00"]
[2025,"GEOTEXTIL T 1700","M2","IMPERMEABILIZANTES","860061089 - IDRD - PROYECCIÓN","19,00 %","$ 4.349,00","2023-03-24"]
[103996,"Geotextil T-2100","M2","GEOSINTETICOS",null,"0,00 %","0,00"]
[12500,"Geotextil T2100 ** y/o ST 200","M2","IMPERMEABILIZANTES","555555555555 - IDRD - MEDIANA DE COTIZACIONES","19,00 %","$ 5.800,00","2023-03-22"]
[105757,"Geotextil T-2400","M2","GEOSINTETICOS","555555555555 - IDRD - MEDIANA DE COTIZACIONES","19,00 %","$ 6.257,00","2023-03-17"]
[100366,"Geotextil T2400 ** y/o ST 300","M2","IMPERMEABILIZANTES","860061089 - IDRD - PROYECCIÓN","19,00 %","$ 11.290,01","2022-01-31"]
[100367,"Geotextil TR 4000 **","M2","IMPERMEABILIZANTES",null,"0,00 %","0,00"]
[12632,"Geotextil TR3000","M2","IMPERMEABILIZANTES","860061089 - IDRD - PROYECCIÓN","19,00 %","$ 14.617,00","2022-01-31"]
[100009,"Geotextil-PP cinta Plana Separc - SueloT-2400 Propyweave","M2","GEOSINTETICOS","860061089 - IDRD - PROYECCIÓN","19,00 %","$ 5.304,00","2023-03-29"]
[105145,"GIARDIA Análisis Aguas Superferficial Piscinas","UN","ACTIVIDADES ESPECIALES",null,"0,00 %","0,00"]
[106813,"GIMNASIO ARBOL DE BARRAS 8 USUARIOS","UN","MOBILIARIO PARQUES","860061089 - IDRD - PROYECCIÓN","19,00 %","$ 20.754.330,01","2022-01-30"]
[106814,"GIMNASIO ARBOL DE BARRAS 8 USUARIOS 2 FLEXOR 2 GRX","UN","MOBILIARIO PARQUES","860061089 - IDRD - PROYECCIÓN","19,00 %","$ 18.430.690,00","2022-01-24"]
[10787,"GIMNASIO CROSSFIT modular - A (suministro)","UN","MOBILIARIO PARQUES","666666666252 - IDRD - MEDIA GEOMETRICA COTIZACIONES","19,00 %","$ 19.574.863,00","2022-10-26"]
[10788,"GIMNASIO CROSSFIT modular - B (suministro)","UN","MOBILIARIO PARQUES","8956232 - IDRD - MEDIA ARMONICA COTIZACIONES","19,00 %","$ 22.515.203,01","2022-10-26"]
[106815,"GIMNASIO MULTIFUNCIONAL 3 TORRES PECHOSENTADILLARE","UN","MOBILIARIO PARQUES","860061089 - IDRD - PROYECCIÓN","19,00 %","$ 32.214.100,00","2022-01-24"]
[106816,"GIMNASIO MULTIFUNCIONAL 6 TORRES","UN","MOBILIARIO PARQUES","860061089 - IDRD - PROYECCIÓN","19,00 %","$ 61.153.980,00","2022-01-30"]
[106817,"GIMNASIO PRENSA DE PECHO JALON ESPALDA ADULTOS","UN","MOBILIARIO PARQUES","860061089 - IDRD - PROYECCIÓN","19,00 %","$ 7.281.971,00","2022-01-30"]
[106819,"GIMNASIO TORRE DOBLE FLEXION EXT PIERNA 150 LB","UN","MOBILIARIO PARQUES",null,"0,00 %","0,00"]
[106820,"GIMNASIO TORRE DOBLE PECHO SENTADILLA 150 LB","UN","MOBILIARIO PARQUES","860061089 - IDRD - PROYECCIÓN","19,00 %","$ 21.652.100,00","2022-01-24"]
[106821,"GIMNASIO TORRE DOBLE POLEA ALTA Y BAJA 150 LB","UN","MOBILIARIO PARQUES","860061089 - IDRD - PROYECCIÓN","19,00 %","$ 21.652.100,00","2022-01-24"]
[106818,"GIMNASIO TRIPLE PECHO ESPALDA PIERNAS ADULTOS","UN","MOBILIARIO PARQUES","860061089 - IDRD - PROYECCIÓN","19,00 %","$ 12.700.805,00","2022-01-24"]
[106057,"GIMNASIO-AIRE-LIBRE BANCA-LUMBARES-PARALELAS","UN","MOBILIARIO URBANO Y SEÑALIZAC.",null,"0,00 %","0,00"]
[106060,"GIMNASIO-AIRE-LIBRE BarraFijaParalelaDoble","UN","MOBILIARIO URBANO Y SEÑALIZAC.",null,"0,00 %","0,00"]
[106058,"GIMNASIO-AIRE-LIBRE- FlexionesPecho-TricepsDoble","UN","MOBILIARIO URBANO Y SEÑALIZAC.",null,"0,00 %","0,00"]
[106059,"GIMNASIO-AIRE-LIBRE GRX DOMINADAS","UN","MOBILIARIO URBANO Y SEÑALIZAC.",null,"0,00 %","0,00"]
[104127,"GIRO CADERA ADULTOS/ MAYORES- DISEÑO-IDRD+TRNSP","UN","MOBILIARIO URBANO Y SEÑALIZAC.","860061089 - IDRD - PROYECCIÓN","19,00 %","$ 2.610.494,00","2023-03-24"]
[104131,"GIRO DE MANOS ADULTOS/ MAYORES-IDRD(SUM+TRANSP)","UN","MOBILIARIO URBANO Y SEÑALIZAC.","860061089 - IDRD - PROYECCIÓN","19,00 %","$ 2.211.422,01","2023-03-24"]
[105494,"GORRO INDUSTRIAL CON POLERA (TIPO CHAVO)","UN","EQUIPO DE SEGURIDAD INDUSTRIAL",null,"0,00 %","0,00"]
[100946,"GPS+operador+vigilancia  **","DD","EQUIPO ALQUILER Y MAQUINARIA","8956232 - IDRD - MEDIA ARMONICA COTIZACIONES","19,00 %","$ 325.951,00","2022-05-09"]
[105232,"Gradería Metalica Galvanizada para 54 puestos","UN","EQUIPOS ESPECIALES",null,"0,00 %","0,00"]
[105234,"Gradería Metalica Galvanizada para 60 puestos","UN","EQUIPOS ESPECIALES","8956232 - IDRD - MEDIA ARMONICA COTIZACIONES","19,00 %","$ 21.199.783,00","2019-03-21"]
[101277,"GraderíaMultidireccionalPistaBMX2Etapa2000personas","UN","CARPINTERIA METALICA","8956232 - IDRD - MEDIA ARMONICA COTIZACIONES","19,00 %","$ 2.909.779.443,00","2019-05-20"]
[106440,"Grafadora tipo simmer autoTejaStandinSeam h=1 1/2\"","UN","CUBIERTAS",null,"0,00 %","0,00"]
[1878,"GRAFIL 4.0 MM - 8.0 MM","KG","ACEROS,HIERROS/MALLAS,CERCHAS","555555555555 - IDRD - MEDIANA DE COTIZACIONES","19,00 %","$ 5.385,00","2023-03-02"]
[104648,"GRAMA SINTETICA 1000 gr/m2 ALFA","M2","GRAMAS SINTETICAS","860061089 - IDRD - PROYECCIÓN","19,00 %","$ 74.462,00","2022-01-31"]
[104539,"Grama Sintetica poli 700 Grs + (Sum + trans+ins)","M2","ENCHAPES,PISOS,ALFOMBRAS,PAPEL",null,"0,00 %","0,00"]
[105973,"GramaSintetica(10mm)500Gr/m2 (Sumin+Instalación)","M2","Pisos",null,"0,00 %","0,00"]
[100919,"GramaSintetica50mmFibrilada+UV(Sum+Trnasp+Inst)","M2","ENCHAPES,PISOS,ALFOMBRAS,PAPEL",null,"0,00 %","0,00"]
[105902,"GramaSinteticaMonofil40mmGalga5/8\"","M2","GRAMAS SINTETICAS",null,"0,00 %","0,00"]
[106855,"GramaSinteticaMonofil50mmCertfFIFAPREFER+arena+cau","M2","GRAMAS SINTETICAS","8956232 - IDRD - MEDIA ARMONICA COTIZACIONES","19,00 %","$ 150.561,00","2023-03-31"]
[106854,"GramaSinteticaMonofil60mmCertfFIFAPREFER+arena+cau","M2","GRAMAS SINTETICAS","8956232 - IDRD - MEDIA ARMONICA COTIZACIONES","19,00 %","$ 165.459,00","2023-03-31"]
[1874,"GRANIPLAST  / DECORAPLAST ESGRAFIADO  CLARO","M2","PINTURAS",null,"0,00 %","0,00"]
[104323,"Graniplast Blanco (Saco de 35 Kg)","KG","GRANITOS Y MARMOLINAS",null,"0,00 %","0,00"]
[106656,"Graniplast Blanco Esgrafiado Antihongo(4 Galones)","GLN","MISCELANEA","66665555555 - IDRD - MEDIA ARITMETICA DE COTIZACIONES","19,00 %","$ 24.400,00","2019-12-06"]
[102396,"GRANIPLAST/ DECOR ES. CLARO  INSTALADO","M2","PINTURAS",null,"0,00 %","0,00"]
[102397,"GRANIPLAST/ DECOR ES. OSCURO INSTALADO","M2","PINTURAS",null,"0,00 %","0,00"]
[102714,"GRANITO DE MARMOL N°2 (40KG).","KG","GRANITOS Y MARMOLINAS","860061089 - IDRD - PROYECCIÓN","19,00 %","$ 338,00","2020-01-09"]
[104595,"GRANITO DE MARMOL VILLA DE LEIVA N.3-21/2","KG","GRANITOS Y MARMOLINAS",null,"0,00 %","0,00"]
[83,"GRANITO DEL 2 A 3 BLANCO NEIVA (40Kg)","BTO","AGREGADOS CONCRETOS Y MORTEROS","860061089 - IDRD - PROYECCIÓN","19,00 %","$ 18.182,00","2023-03-24"]
[105059,"GRANITO GRIS (N°2-2.5-3.0) SACO DE 40 KG","BTO","GRANITOS Y MARMOLINAS",null,"0,00 %","0,00"]
[103178,"GRANITO N°2 Y 3 (BULTO DE 40 Kg).","UN","MISCELANEA",null,"0,00 %","0,00"]
[3138,"GRANITO NAT.GIALLO S. FRANCISCO 305x305x20","M2","Enchapes y Pisos",null,"0,00 %","0,00"]
[3139,"GRANITO NAT.GOLDEN CREAM","M2","Enchapes y Pisos",null,"0,00 %","0,00"]
[3140,"GRANITO NAT.GRIS GUAYANA 305x305x 10","M2","Enchapes y Pisos",null,"0,00 %","0,00"]
[3141,"GRANITO NAT.GRIS GUAYANA CUADREADO","M2","Enchapes y Pisos",null,"0,00 %","0,00"]
[3137,"GRANITO NAT.JASPE (PLACAS A MEDIDA E=20mm)NAL","M2","Enchapes y Pisos",null,"0,00 %","0,00"]
[3136,"GRANITO NAT.JASPE 305x305x10","M2","Enchapes y Pisos",null,"0,00 %","0,00"]
[3143,"GRANITO NAT.NEGRO ABSOLUTO (A MEDIDAS x20)","M2","Enchapes y Pisos",null,"0,00 %","0,00"]
[3142,"GRANITO NAT.NEGRO ABSOLUTO 305x305x10","M2","Enchapes y Pisos",null,"0,00 %","0,00"]
[3145,"GRANITO NAT.ROJO GUAYANA (PLACAS A MEDIDA x20)","M2","Enchapes y Pisos",null,"0,00 %","0,00"]
[3144,"GRANITO NAT.ROJO GUAYANA 305x305x10","M2","Enchapes y Pisos",null,"0,00 %","0,00"]
[3147,"GRANITO NAT.ROSA PORRINO (PLACAS A MEDIDAx20)","M2","Enchapes y Pisos",null,"0,00 %","0,00"]
[3146,"GRANITO NAT.ROSA PORRINO 305x305x10","M2","Enchapes y Pisos",null,"0,00 %","0,00"]
[3149,"GRANITO NAT.VERDE UBATUBA","M2","Enchapes y Pisos",null,"0,00 %","0,00"]
[3148,"GRANITO NAT.VERDE UBATUBA (305x305x20)","M2","Enchapes y Pisos",null,"0,00 %","0,00"]
[2939,"GRANITO NEGRO ABSOLUTO","M2","ENCHAPES,PISOS,ALFOMBRAS,PAPEL",null,"0,00 %","0,00"]
[2940,"GRANITO NEGRO ESTELAR CUADREADO Y BRILLADO","M2","ENCHAPES,PISOS,ALFOMBRAS,PAPEL",null,"0,00 %","0,00"]
[102705,"GRANITO PULIDO REPARC.1X0.30M.SUBDIRECC.","UN","Pisos",null,"0,00 %","0,00"]
[108856,"Granito Pulido Silver Gray","ML","GRANITOS Y MARMOLINAS","66665555555 - IDRD - MEDIA ARITMETICA DE COTIZACIONES","19,00 %","$ 336.175,00","2019-04-08"]
[291,"GRANO 1-N MELATO 33x33 PRIMERA  ALFA -BALDOSA","M2","Enchapes y Pisos",null,"0,00 %","0,00"]
[104582,"GRANO DE MARMOL PERLATO/BEAGE CLARO No.1 bto 25 kg","KG","GRANITOS Y MARMOLINAS","860061089 - IDRD - PROYECCIÓN","19,00 %","$ 1.887,99","2023-03-28"]
[103521,"GRANO MARMOL BLANCO/NEGRO","BTO","MISCELANEA",null,"0,00 %","0,00"]
[101428,"GRANULOMETRIA CON HIDROMETRO","UN","ENSAYOS DE LABORATORIO",null,"0,00 %","0,00"]
[3585,"GRANULOMETRIA DE AGREGADOS HASTA EL TAMIZ .150MM","UN","ENSAYOS DE LABORATORIO",null,"0,00 %","0,00"]
[3578,"GRANULOMETRIA DE SUELO,TAMIZADO,LAVADO","UN","ENSAYOS DE LABORATORIO",null,"0,00 %","0,00"]
[3579,"GRANULOMETRIA POR HIDROMETRO","UN","ENSAYOS DE LABORATORIO",null,"0,00 %","0,00"]
[101126,"GRAPA  1\"","KG","FERRETERIA",null,"0,00 %","0,00"]
[104037,"GRAPA  ZINCADA / GALV 1\" UN ALA","UN","MISCELANEA",null,"0,00 %","0,00"]
[103502,"Grapa 1 1/4 x 9","UN","FERRETERIA Y HERRAMIENTAS","8956232 - IDRD - MEDIA ARMONICA COTIZACIONES","19,00 %","$ 18,00","2023-03-22"]
[102068,"GRAPA 1\" DOBLE OREJA X 10UND GALVANIZADA","UN","FERRETERIA","8956232 - IDRD - MEDIA ARMONICA COTIZACIONES","19,00 %","$ 2.637,00","2019-07-05"]
[102756,"GRAPA 1\" DOBLE OREJA X 10UND GALVANIZADA","UN","FERRETERIA","860061089 - IDRD - PROYECCIÓN","19,00 %","$ 724,00","2022-01-29"]
[102069,"GRAPA 1/2 DOBLE OREJA X 10UND GALVANIZADA","UN","FERRETERIA","860061089 - IDRD - PROYECCIÓN","19,00 %","$ 547,00","2022-01-29"]
[102757,"GRAPA 1/2 DOBLE OREJA X 10UND GALVANIZADA","UN","FERRETERIA","860061089 - IDRD - PROYECCIÓN","19,00 %","$ 458,00","2022-01-29"]
[101323,"GRAPA A VIGA COLGANTE PARA TUBO EMT","UN","CAJAS, ARMARIOS, TABLEROS","860061089 - IDRD - PROYECCIÓN","19,00 %","$ 1.671,95","2020-01-14"]
[103041,"GRAPA DE FIJACIÓN TIPO CLIP","UN","FERRETERIA","860.061.099.1 - IDRD","19,00 %","$ 5.527,55","2019-09-26"]
[107478,"GRAPA DEHN","UN","INST. ELECTRICAS",null,"0,00 %","0,00"]
[105257,"GRAPA DOBLE OREJA PARA TUBO METALICO (Ø11/2\")","UN","FERRETERIA","8956232 - IDRD - MEDIA ARMONICA COTIZACIONES","19,00 %","$ 611,01","2023-03-22"]
[105258,"GRAPA DOBLE OREJA PARA TUBO METALICO (Ø2\")","UN","FERRETERIA","860061089 - IDRD - PROYECCIÓN","19,00 %","$ 2.936,00","2022-01-29"]
[105256,"GRAPA DOBLE OREJA PARA TUBO METALICO (Ø3/4\")","UN","FERRETERIA","860061089 - IDRD - PROYECCIÓN","19,00 %","$ 439,00","2022-01-29"]
[104991,"GRAPA METALICA  PARA TUBO METALICO DE  3/4\"","UN","FERRETERIA Y HERRAMIENTAS",null,"0,00 %","0,00"]
[104992,"GRAPA METALICA  PARA TUBO METALICO DE 1 1/2\"\"","UN","MISCELANEA",null,"0,00 %","0,00"]
[104993,"GRAPA METALICA  PARA TUBO METALICO DE 2\"\"","UN","FERRETERIA Y HERRAMIENTAS",null,"0,00 %","0,00"]
[105837,"Grapa Metalica 5/8\" para fijación de Geocelda","UN","GEOSINTETICOS","8956232 - IDRD - MEDIA ARMONICA COTIZACIONES","19,00 %","$ 21,00","2022-05-02"]
[105528,"GRAPA METALICA CERCA DE 1”","KG","FERRETERIA Y HERRAMIENTAS",null,"0,00 %","0,00"]
[106869,"Grapa metálica galvanizada 1/8\"","UN","INST. ELECTRICAS",null,"0,00 %","0,00"]
[105673,"GRAPA METALICA PARA CINTA BANDIT 5/8\"","UN","INST. ELECTRICAS","860061089 - IDRD - PROYECCIÓN","19,00 %","$ 1.225,00","2022-01-28"]
[104565,"GRAPA PARA CINTA  ACERO INOXIDABLE. 5/8\"","UN","ALAMBRES","860061089 - IDRD - PROYECCIÓN","19,00 %","$ 2.864,00","2023-03-28"]
[3711,"GRAPA PARA OPERAR EN CALIENTE","UN","CAJAS, ARMARIOS, TABLEROS","860061089 - IDRD - PROYECCIÓN","19,00 %","$ 26.080,00","2023-03-29"]
[105854,"GRAPA PARA ZUNCHO O CINTA MET. Ø3/8\"","UN","FERRETERIA","860061089 - IDRD - PROYECCIÓN","19,00 %","$ 249,00","2022-01-29"]
[3729,"GRAPA PRENSORA/OPERARA EN CALIENTE","UN","INST. ELECTRICAS",null,"0,00 %","0,00"]
[3747,"GRAPA TERMINAL 6-2/0  ALUMINIO","UN","CAJAS, ARMARIOS, TABLEROS","860061089 - IDRD - PROYECCIÓN","19,00 %","$ 30.136,00","2023-03-29"]
[104692,"Grapa\"U\" Zincada(e=5/16\")A=4.5\";H=9\";Rosca=2\"","UN","ACCESORIOS HIDROSANITARIOS",null,"0,00 %","0,00"]
[105840,"GRAPADORA NEUMATICA","DD","EQUIPOS DE AIRE","8956232 - IDRD - MEDIA ARMONICA COTIZACIONES","19,00 %","$ 14.989,00","2022-05-04"]
[106488,"GRAPAS PARA ANCLAR LAVAMANOS (PLASTICA)","UN","FERRETERIA",null,"0,00 %","0,00"]
[167,"GRAPAS PARA CASETON 1¼\"  15unidades","CAJA","FERRETERIA",null,"0,00 %","0,00"]
[2478,"GRAPAS PARA CASETON 1½\"","CAJA","FERRETERIA",null,"0,00 %","0,00"]
[103141,"GRASA CHASIS ROJA COMUN (PRESENTAC: 16Kg)","KG","ADITIVOS Y QUIMICOS","66665555555 - IDRD - MEDIA ARITMETICA DE COTIZACIONES","19,00 %","$ 6.487,00","2019-09-20"]
[104017,"GRASA LUBRICANTE MINERAL","KG","MISCELANEA",null,"0,00 %","0,00"]
[105508,"GRASAS Y ACEITES","UN","ENSAYOS DE LABORATORIO",null,"0,00 %","0,00"]
[105467,"GRATAS ACERO CON MANGO MADERA (5X11/4\")","UN","FERRETERIA Y HERRAMIENTAS",null,"0,00 %","0,00"]
[108785,"Gratinador a Gas de 39\" ref.GTF-39 Tornado","UN","CARPINTERIA METALICA",null,"0,00 %","0,00"]
[3075,"GRAUTOC (30 Kg.)","KG","ADITIVOS Y QUIMICOS",null,"0,00 %","0,00"]
[102864,"GRAVILLA BLANCA","BTO","AGREGADOS CONCRETOS Y MORTEROS",null,"0,00 %","0,00"]
[101110,"Gravilla de rio (Material.)","M3","AGREGADOS CONCRETOS Y MORTEROS",null,"0,00 %","0,00"]
[100485,"Gravilla de rio 3/4\" (Con Transporte)","M3","AGREGADOS CONCRETOS Y MORTEROS","860061089 - IDRD - PROYECCIÓN","19,00 %","$ 159.974,00","2023-03-24"]
[85,"Gravilla Fina de rio 1/2\" M3  (Con Transporte)","M3","AGREGADOS CONCRETOS Y MORTEROS","860061089 - IDRD - PROYECCIÓN","19,00 %","$ 172.291,00","2023-03-29"]
[102866,"GRAVILLA GRIS","BTO","AGREGADOS CONCRETOS Y MORTEROS",null,"0,00 %","0,00"]
[105061,"GRAVILLA MONA (N°1-2-21/2\")SACO DE  20 KG","BTO","GRANITOS Y MARMOLINAS","860061089 - IDRD - PROYECCIÓN","19,00 %","$ 8.767,00","2023-03-28"]
[102865,"GRAVILLA NEGRA","BTO","AGREGADOS CONCRETOS Y MORTEROS",null,"0,00 %","0,00"]
[105656,"GRIFERIA  ANTIVAN.LAVAM. MESA TIPO PUSH 947120001","UN","INST. HIDRAUL/SANIT. Y LAMINAS","555555555555 - IDRD - MEDIANA DE COTIZACIONES","19,00 %","$ 220.429,00","2023-03-21"]
[103637,"GRIFERIA  ANTIVANDALICA LAVAMANOS  TIPO PUSH PARED","UN","GRIFERIAS,APARATOS,ACCESORIOS","860061089 - IDRD - PROYECCIÓN","19,00 %","$ 322.051,00","2022-12-23"]
[3553,"GRIFERIA CONJ. MEZC. L/M FRANCESA 8\" Conj \"G\"  GRI","UN","GRIFERIA",null,"0,00 %","0,00"]
[3559,"GRIFERIA CONJ. MEZC. L/M ITALIANA 8\" Conj \"A\"  GRI","UN","GRIFERIA",null,"0,00 %","0,00"]
[2790,"GRIFERIA CONJ. MEZC. L/M KRISTAL 4\"","UN","GRIFERIA",null,"0,00 %","0,00"]
[5713,"GRIFERIA CONJ. MEZC. L/M. PLATINO 4\"","UN","GRIFERIA",null,"0,00 %","0,00"]
[2088,"GRIFERIA CONJ. MEZC. L/M. PLATINO 8\"","UN","GRIFERIA",null,"0,00 %","0,00"]
[2081,"GRIFERIA CONJ. MEZC. L/M. URANO 8\" CR. GRICOL","UN","GRIFERIA",null,"0,00 %","0,00"]
[2094,"GRIFERIA CONJ. MEZC. L/M.URANO 4\" CR GRICOL","UN","GRIFERIA",null,"0,00 %","0,00"]
[2074,"GRIFERIA CONJ. MEZC. L/M.URANO TipoC CR GRlCOL","UN","GRIFERIA",null,"0,00 %","0,00"]
[3558,"GRIFERIA CONJ. MEZC. L/PALTOS MONOBLOCK  FRANCESA","UN","GRIFERIA",null,"0,00 %","0,00"]
[3557,"GRIFERIA CONJ. MEZC. L/PLATOS FRANCESA MEZCL. 8\" G","UN","GRIFERIA",null,"0,00 %","0,00"]
[3567,"GRIFERIA CONJ. MEZC. L/PLATOS ITALIANA MEZCL. 8\" G","UN","GRIFERIA",null,"0,00 %","0,00"]
[5763,"GRIFERIA CONJ. MEZC. L/PLATOS KRISTAL TIPO CISNE","UN","GRIFERIA",null,"0,00 %","0,00"]
[3575,"GRIFERIA CONJ. MEZC. L/PLATOS KRISTHAL CUELLO P","UN","GRIFERIA",null,"0,00 %","0,00"]
[3570,"GRIFERIA CONJ. MEZC. L/PLATOS PLATINO 8\"","UN","GRIFERIA",null,"0,00 %","0,00"]
[2082,"GRIFERIA CONJ. MEZC. L/PLATOS PLATINO TIPO CISNE","UN","GRIFERIA",null,"0,00 %","0,00"]
[3554,"GRIFERIA CONJ. MEZC. MONOBLOCK L/M FRANCESA","UN","GRIFERIA",null,"0,00 %","0,00"]
[3560,"GRIFERIA CONJ. MEZC. MONOBLOCK L/M ITALIANA","UN","GRIFERIA",null,"0,00 %","0,00"]
[2771,"GRIFERIA CONJ.MEZC.L/M CRISTAL 8\"","UN","GRIFERIA",null,"0,00 %","0,00"]
[107371,"GRIFERIA DE LAVAPLATOS PARA COCINETAS REF. MALLORC","UN","GRIFERIAS,APARATOS,ACCESORIOS",null,"0,00 %","0,00"]
[2575,"GRIFERIA LAVAMANOS  CHATEAU 4\" Cr.   MOEN","UN","GRIFERIA",null,"0,00 %","0,00"]
[770,"GRIFERIA LAVAMANOS  FENIX 4\" GRIVAL","UN","GRIFERIA",null,"0,00 %","0,00"]
[2602,"GRIFERIA LAVAMANOS .AQUA STREAM MOEN","UN","GRIFERIA",null,"0,00 %","0,00"]
[2811,"GRIFERIA LAVAMANOS 4\" LAZIO O SIMILAR","UN","GRIFERIAS,APARATOS,ACCESORIOS","66665555555 - IDRD - MEDIA ARITMETICA DE COTIZACIONES","19,00 %","$ 97.498,00","2019-02-19"]
[2531,"GRIFERIA LAVAMANOS CHATEAU 4\" Cr. MOEN","UN","GRIFERIA",null,"0,00 %","0,00"]
[2555,"GRIFERIA LAVAMANOS CHATEAU 8\" Cr. MOEN","UN","GRIFERIA",null,"0,00 %","0,00"]
[108300,"Griferia lavamanos de mesa de push antivandalico","UN","GRIFERIAS,APARATOS,ACCESORIOS",null,"0,00 %","0,00"]
[104482,"GRIFERIA LAVAMANOS DE PUSH DOCOL","UN","GRIFERIA",null,"0,00 %","0,00"]
[103287,"GRIFERIA LAVAMANOS ELECTRONICA CROMADA GRIVAL **","UN","MISCELANEA",null,"0,00 %","0,00"]
[886,"GRIFERIA LAVAMANOS FENIX 8\"       GRIVAL","UN","GRIFERIA",null,"0,00 %","0,00"]
[104808,"GRIFERIA LAVAMANOS FENIX DE 8\" GRIVAL","UN","BLOQUES Y LADRILLOS",null,"0,00 %","0,00"]
[597,"GRIFERIA LAVAMANOS GALAXIA 1Und GRIVAL","UN","GRIFERIAS,APARATOS,ACCESORIOS",null,"0,00 %","0,00"]
[596,"GRIFERIA LAVAMANOS GALAXIA 2Und GRIVAL","UN","GRIFERIAS,APARATOS,ACCESORIOS",null,"0,00 %","0,00"]
[526,"GRIFERIA LAVAMANOS GAVIOTA 8\" GRIVAL","UN","GRIFERIAS,APARATOS,ACCESORIOS",null,"0,00 %","0,00"]
[100694,"GRIFERIA LAVAMANOS GRIVAL AUTOMATICA DE MESA push","UN","GRIFERIAS,APARATOS,ACCESORIOS","860061089 - IDRD - PROYECCIÓN","19,00 %","$ 189.219,00","2023-03-29"]
[2809,"GRIFERIA LAVAMANOS LIS 8\" GRIVAL","UN","GRIFERIA",null,"0,00 %","0,00"]
[601,"GRIFERIA LAVAMANOS LOIRA CRIST 8\" GRIVAL","UN","GRIFERIAS,APARATOS,ACCESORIOS",null,"0,00 %","0,00"]
[2806,"GRIFERIA LAVAMANOS MONCTROL PRISMA GRIVA","UN","GRIFERIAS,APARATOS,ACCESORIOS",null,"0,00 %","0,00"]
[105051,"GRIFERIA LAVAMANOS MONOCONTROL ALTO CROMO","UN","ACCESORIOS HIDROSANITARIOS",null,"0,00 %","0,00"]
[105050,"GRIFERIA LAVAMANOS MONOCONTROL BAJO CROMO","UN","ACCESORIOS HIDROSANITARIOS",null,"0,00 %","0,00"]
[600,"GRIFERIA LAVAMANOS PRISMA 4\"      GRIVAL","UN","GRIFERIAS,APARATOS,ACCESORIOS",null,"0,00 %","0,00"]
[104508,"Griferia Lavamanos Push Antivan. Ref. 947120001","UN","GRIFERIA","860061089 - IDRD - PROYECCIÓN","19,00 %","$ 192.148,00","2022-06-03"]
[101300,"GRIFERÍA LAVAMANOS PUSH DISCAPACITADOS","UN","INST. HIDRAUL/SANIT. Y LAMINAS","6555555555 - IDRD - MENOR VALOR   DE COTIZACIONES","19,00 %","$ 342.720,00","2019-03-29"]
[102425,"GRIFERIA LAVAMANOS SENSOR","UN","GRIFERIAS,APARATOS,ACCESORIOS","860061089 - IDRD - PROYECCIÓN","19,00 %","$ 793.934,00","2023-03-29"]
[1084,"GRIFERIA LAVAMANOS VENTO 4\" GRIVAL","UN","GRIFERIA",null,"0,00 %","0,00"]
[1884,"GRIFERIA LAVAMANOS VENTO ECONOMICA 4\" GRIVAL","ML","BLOQUES Y LADRILLOS",null,"0,00 %","0,00"]
[2808,"GRIFERIA LAVAPLATOS .PRISMA Sbrp.   GRIVAL","UN","GRIFERIAS,APARATOS,ACCESORIOS","860061089 - IDRD - PROYECCIÓN","19,00 %","$ 129.427,01","2023-03-28"]
[2547,"GRIFERIA LAVAPLATOS CHATEAU    Cr.   MOEN","UN","GRIFERIAS,APARATOS,ACCESORIOS",null,"0,00 %","0,00"]
[2548,"GRIFERIA LAVAPLATOS CHATEAU 8\" Cr.   MOEN","UN","GRIFERIAS,APARATOS,ACCESORIOS",null,"0,00 %","0,00"]
[2791,"GRIFERIA LAVAPLATOS FLAMINGO SENC. GRIVAL","UN","GRIFERIAS,APARATOS,ACCESORIOS",null,"0,00 %","0,00"]
[102343,"Grifería lavaplatos monocontrol","UN","GRIFERIA","860061089 - IDRD - PROYECCIÓN","19,00 %","$ 203.068,00","2022-01-31"]
[569,"GRIFERIA ORINAL INFANTIL GRIVAL","UN","GRIFERIAS,APARATOS,ACCESORIOS",null,"0,00 %","0,00"]
[568,"GRIFERIA ORINAL RESIDENCIAL GRIVAL","UN","GRIFERIAS,APARATOS,ACCESORIOS",null,"0,00 %","0,00"]
[104995,"Griferia Orinal tradicional cromo","UN","ACCESORIOS HIDROSANITARIOS","8956232 - IDRD - MEDIA ARMONICA COTIZACIONES","19,00 %","$ 103.602,00","2019-03-05"]
[106490,"GRIFERIA SANITARIO CONJUNTO","UN","ACCESORIOS HIDROSANITARIOS",null,"0,00 %","0,00"]
[106499,"GRIFERIA SANITARIO PALANCA CROMADA ENTRADA-SALIDA","UN","ACCESORIOS HIDROSANITARIOS",null,"0,00 %","0,00"]
[105180,"GRIFERIA VÁLVULA ANTIBAN. SANITARIO TIPO PUSH","UN","ACCESORIOS HIDROSANITARIOS","8956232 - IDRD - MEDIA ARMONICA COTIZACIONES","19,00 %","$ 358.250,00","2023-03-21"]
[107350,"grifo de pared de push antivandalico ref. 70133000","UN","GRIFERIAS,APARATOS,ACCESORIOS",null,"0,00 %","0,00"]
[107353,"grifo incrustado para ducha ref. tig o equivalente","UN","GRIFERIAS,APARATOS,ACCESORIOS",null,"0,00 %","0,00"]
[2745,"GRUA EXTENSION PARA POSTES","HR","EQUIPOS DE AIRE","8956232 - IDRD - MEDIA ARMONICA COTIZACIONES","19,00 %","$ 139.716,00","2023-03-22"]
[3792,"GRUA HIDRAULICA (CARRO)","MES","EQUIPO ALQUILER Y MAQUINARIA",null,"0,00 %","0,00"]
[12822,"GRUA PH (Capacidad de 90 Ton, izaje luminarias y estructura 4.5 t a altura de 45 m y radio 5m CAMPIN","DD","EQUIPO ALQUILER Y MAQUINARIA","6555555555 - IDRD - MENOR VALOR   DE COTIZACIONES","19,00 %","$ 10.591.000,00","2020-10-19"]
[2504,"GRUA POTAIN 428 BRAZO 40 MTS","MES","EQUIPO ALQUILER Y MAQUINARIA",null,"0,00 %","0,00"]
[104495,"GRUA TELESCOPICA  40 TON","HR","EQUIPO ALQUILER Y MAQUINARIA","860061089 - IDRD - PROYECCIÓN","19,00 %","$ 352.093,00","2023-03-28"]
[104275,"GRUA TELESCOPICA  P&H (50 TON)","DD","EQUIPO ALQUILER Y MAQUINARIA",null,"0,00 %","0,00"]
[106109,"GRUA TELESCOPICA 30 TON (ALQUILER)","DD","EQUIPO ALQUILER Y MAQUINARIA","860061089 - IDRD - PROYECCIÓN","19,00 %","$ 2.163.959,00","2023-03-28"]
[101891,"GRUPO ELECTRÓGENO 500KVA FP 0.8, 440V/254V (CEFE COMETAS)","UN","EQUIPOS ESPECIALES","77777777777 - CONTRATO CONSULTORIA CEFE COMETAS","19,00 %","$ 105.900.480,00","2019-04-24"]
[109004,"Grupo Electrógeno C18 de 800 KVA/60Hz/1800rpm/220V","UN","APARATOS ELECTRICOS",null,"0,00 %","0,00"]
[102208,"Guadañadora gasolina (Oper+Comb) **","HR","EQUIPO ALQUILER Y MAQUINARIA","8956232 - IDRD - MEDIA ARMONICA COTIZACIONES","19,00 %","$ 4.863,01","2023-03-22"]
[105480,"GUADAÑADORA PARA CESPED 43 cc. 2,5HP(TRAB.PESADO)","UN","EQUIPOS MANTE. CANCHAS",null,"0,00 %","0,00"]
[903,"GUADUA","ML","MADERAS",null,"0,00 %","0,00"]
[2392,"GUANTE (NITRILO)  DE 13\"  ANSELL EDMONT(PAR)","UN","EQUIPO DE SEGURIDAD INDUSTRIAL","860061089 - IDRD - PROYECCIÓN","19,00 %","$ 6.586,00","2022-01-24"]
[1270,"GUANTE CARNAZA CORTO REFORZADO","UN","EQUIPO DE SEGURIDAD INDUSTRIAL",null,"0,00 %","0,00"]
[1271,"GUANTE CARNAZA CORTO REFORZADO VAQUETA","PAR","EQUIPO DE SEGURIDAD INDUSTRIAL","860.001.498-9 - CONSTRUDATA","16,00 %","$ 5.307,00","2019-12-16"]
[1272,"GUANTE CARNAZA REFORZADO EN VAQUETA LARGO","PAR","EQUIPO DE SEGURIDAD INDUSTRIAL",null,"0,00 %","0,00"]
[3937,"GUANTE CARNAZA REFORZADO LARGO","PAR","EQUIPO DE SEGURIDAD INDUSTRIAL","860061089 - IDRD - PROYECCIÓN","19,00 %","$ 7.413,00","2023-03-29"]
[1273,"GUANTE CAUCHO C-35","PAR","EQUIPO DE SEGURIDAD INDUSTRIAL",null,"0,00 %","0,00"]
[102441,"GUANTE CAUCHO NEGRO CORRUGADO TODAS LAS TALLAS","PAR","FERRETERIA","860061089 - IDRD - PROYECCIÓN","19,00 %","$ 34.071,00","2022-01-29"]
[105728,"GUANTE DE HILAZA MULTIPROPÓSITO","UN","EQUIPO DE SEGURIDAD INDUSTRIAL",null,"0,00 %","0,00"]
[105493,"GUANTE LANA","UN","EQUIPO DE SEGURIDAD INDUSTRIAL",null,"0,00 %","0,00"]
[105727,"GUANTE MOSQUETERO  CAUCHO CAL. 65 - PAR","UN","EQUIPO DE SEGURIDAD INDUSTRIAL",null,"0,00 %","0,00"]
[102119,"GUANTE MULTIFLEX POLIESTER NITRILO TALLA S-M-L","PAR","MISCELANEA","8956232 - IDRD - MEDIA ARMONICA COTIZACIONES","19,00 %","$ 6.701,00","2019-07-08"]
[102448,"GUANTE MULTIFLEX POLIESTER NITRILO TALLA S-M-L","PAR","FERRETERIA","860061089 - IDRD - PROYECCIÓN","19,00 %","$ 6.058,00","2022-01-29"]
[102120,"GUANTE POLIESTER PU FLEX POLY -TODAS LAS TALLAS","PAR","MISCELANEA","8956232 - IDRD - MEDIA ARMONICA COTIZACIONES","19,00 %","$ 3.796,00","2019-07-08"]
[102449,"GUANTE POLIESTER PU FLEX POLY -TODAS LAS TALLAS","PAR","FERRETERIA","860061089 - IDRD - PROYECCIÓN","19,00 %","$ 5.832,00","2022-01-29"]
[1982,"GUANTES CARNAZA CORTOS/SENCILLOS","UN","FERRETERIA Y HERRAMIENTAS","860061089 - IDRD - PROYECCIÓN","19,00 %","$ 6.126,00","2022-01-29"]
[105492,"GUANTES DE CAUCHO PEQUEÑO CAL.35 (PAR)","UN","EQUIPO DE SEGURIDAD INDUSTRIAL",null,"0,00 %","0,00"]
[106491,"GUANTES DE CUERO VAQUETA","UN","ELEMENTOS DE SEGURIDAD",null,"0,00 %","0,00"]
[105491,"GUANTES MOSQUETERO","UN","EQUIPO DE SEGURIDAD INDUSTRIAL",null,"0,00 %","0,00"]
[101558,"GUARDA ESCOBA PARA PISO LAMINADO CEFE COMETAS","ML","Pisos","77777777777 - CONTRATO CONSULTORIA CEFE COMETAS","19,00 %","$ 6.208,00","2019-04-05"]
[3726,"GUARDACABO  P/CABLE 3/8\"","UN","INST. ELECTRICAS",null,"0,00 %","0,00"]
[1665,"GUARDAESCOBA  NAT. 25x7x1.2 MOORE","ML","Guardaescobas",null,"0,00 %","0,00"]
[309,"GUARDAESCOBA  VINISOL 10 Inst PAVCO","ML","ENCHAPES,PISOS,ALFOMBRAS,PAPEL",null,"0,00 %","0,00"]
[904,"GUARDAESCOBA CEDRO MACHO 6 Cm.","ML","PISOS  Y GUARDAESCOBAS",null,"0,00 %","0,00"]
[905,"GUARDAESCOBA CEDRO MACHO 8 Cm.","ML","PISOS  Y GUARDAESCOBAS",null,"0,00 %","0,00"]
[3487,"GUARDAESCOBA DE PVC","ML","Guardaescobas",null,"0,00 %","0,00"]
[102905,"GUARDAESCOBA EN GRANADILLO (sum+ins) h=0.1m;e=1CM","ML","ENCHAPES,PISOS,ALFOMBRAS,PAPEL","860061089 - IDRD - PROYECCIÓN","19,00 %","$ 17.979,00","2023-03-24"]
[102711,"GUARDAESCOBA GRANITO VIBROPRENSADO 7X33","ML","ENCHAPES,PISOS,ALFOMBRAS,PAPEL",null,"0,00 %","0,00"]
[102280,"GUARDAESCOBA h=0.10m PAVCO","ML","ENCHAPES,PISOS,ALFOMBRAS,PAPEL",null,"0,00 %","0,00"]
[507,"GUARDAESCOBA MARMOL 7x33 GRS DELTA","ML","ENCHAPES,PISOS,ALFOMBRAS,PAPEL",null,"0,00 %","0,00"]
[508,"GUARDAESCOBA MARMOL Blc.7x30 DELTA","ML","ENCHAPES,PISOS,ALFOMBRAS,PAPEL",null,"0,00 %","0,00"]
[103496,"GUARDAESCOBA MEDIA CAÑA 10X10X100CM PREFAB. ALFA","ML","MISCELANEA","124582152 - ALFA","19,00 %","$ 47.999,99","2019-03-29"]
[103352,"GUARDAESCOBA MOORE 25X7.5X1.2 EXPORTAC.","ML","MISCELANEA",null,"0,00 %","0,00"]
[104484,"GUARDAESCOBA O ZOCALO BH5 (33X7.2-1)","ML","ENCHAPES,PISOS,ALFOMBRAS,PAPEL",null,"0,00 %","0,00"]
[103345,"Guardaescoba para piso laminado nacional 8cm **","ML","ENCHAPES,PISOS,ALFOMBRAS,PAPEL",null,"0,00 %","0,00"]
[102732,"GUARDAESCOBA PORCELANATO BLANCO 0.07X0.38M","ML","ENCHAPES,PISOS,ALFOMBRAS,PAPEL",null,"0,00 %","0,00"]
[103662,"GUARDAESCOBA PVC 6.8CM (Sum+Inst)","ML","MISCELANEA",null,"0,00 %","0,00"]
[104007,"GUARDAESCOBA PVC NEGRO h=7.5CM(Sum+Inst)","ML","ENCHAPES,PISOS,ALFOMBRAS,PAPEL",null,"0,00 %","0,00"]
[102694,"GUARDAESCOBA PVC NEGROh=6CM (Sum+Inst)","ML","ENCHAPES,PISOS,ALFOMBRAS,PAPEL",null,"0,00 %","0,00"]
[105920,"Guardaescoba PVC wengue de 8.5 cm x 3ml","UN","MISCELANEA",null,"0,00 %","0,00"]
[103487,"Guardaescoba Rinconera o Esquinera grano marmol","UN","MISCELANEA",null,"0,00 %","0,00"]
[310,"GUARDAESCOBA VINISOL 6.8Inst PAVCO","ML","ENCHAPES,PISOS,ALFOMBRAS,PAPEL",null,"0,00 %","0,00"]
[178,"GUARDAESCOBA VIROLA 6 Cm.","ML","PISOS  Y GUARDAESCOBAS",null,"0,00 %","0,00"]
[179,"GUARDAESCOBA VIROLA 8 Cm.","ML","PISOS  Y GUARDAESCOBAS",null,"0,00 %","0,00"]
[104609,"GUARDAESCOBA ZAPAN (Suministro) h= o,10","ML","Guardaescobas",null,"0,00 %","0,00"]
[182,"GUARDAESCOBA ZAPAN NAZAREN 8cm","ML","PISOS  Y GUARDAESCOBAS",null,"0,00 %","0,00"]
[107252,"GUASA 3/4\"","UN","RED CONTRA INCENDIO",null,"0,00 %","0,00"]
[108131,"GUASA ZINCADA 3/8\"","UN","SISTEMAS VENTILACION",null,"0,00 %","0,00"]
[108406,"GUAYA 1/8\"","ML","SISTEMAS VENTILACION",null,"0,00 %","0,00"]
[101425,"GUAYA ACERADA X METRO ENCAUCHETADA DE 1/8","ML","FERRETERIA","555555555555 - IDRD - MEDIANA DE COTIZACIONES","19,00 %","$ 1.625,00","2019-04-03"]
[102408,"Guaya de acero  5/8\" **  Alquitranada","ML","MOBILIARIO PARQUES","860061089 - IDRD - PROYECCIÓN","19,00 %","$ 16.848,00","2022-01-30"]
[103789,"GUAYA DE ACERO DE 1/4- L.=2-2,50+PERNOS","UN","FERRETERIA Y HERRAMIENTAS","8956232 - IDRD - MEDIA ARMONICA COTIZACIONES","19,00 %","$ 15.098,01","2023-03-22"]
[105033,"Guaya en Acero (1/8\")","ML","FERRETERIA","555555555555 - IDRD - MEDIANA DE COTIZACIONES","19,00 %","$ 1.200,00","2023-03-22"]
[105869,"Guaya en Acero Inoxidable Encauchetada tramo 25ML","UN","MOBILIARIO PARQUES",null,"0,00 %","0,00"]
[107324,"GUAYA PARA SUSPENSIÓN DE CAMPANA","UN","SISTEMAS VENTILACION",null,"0,00 %","0,00"]
[10663,"GUAYAS VERTICALES DE 3/8\" (9mm)","M2","FACHADAS","860061089 - IDRD - PROYECCIÓN","19,00 %","$ 98.831,00","2023-03-29"]
[104578,"GUIA CAJON FULL EXTENTION DE 35 cms","UN","FERRETERIA Y HERRAMIENTAS",null,"0,00 %","0,00"]
[101217,"H -  EN TUBO CUAD.1 1/2 ESCRIT.Sum+Inst.\"","UN","TUBERIA HIDROSANITARIA",null,"0,00 %","0,00"]
[108153,"H EN HIERRO PARA UNIDAD CONDEN","UN","SISTEMAS VENTILACION",null,"0,00 %","0,00"]
[109054,"HARD DISK  4TB","UN","INST. ELECTRICAS",null,"0,00 %","0,00"]
[654,"HARDTOP No.4 (32 KILOS)  FRIO","KG","ADITIVOS Y QUIMICOS",null,"0,00 %","0,00"]
[105072,"HEBE ENANO VERDE  PARA JARDIN","UN","JARDINERIA Y GRAMAS","860061089 - IDRD - PROYECCIÓN","0,00 %","$ 1.584,00","2022-01-31"]
[106710,"HEBILLA  PARA CINTA BANDIT Ø 3/4\"","UN","TUBERIA","860061089 - IDRD - PROYECCIÓN","19,00 %","$ 845,99","2023-03-28"]
[105105,"Hebilla Acero Inoxidable 5/8\"  para Cinta Bandit","UN","INST. ELECTRICAS","860061089 - IDRD - PROYECCIÓN","19,00 %","$ 708,00","2023-03-28"]
[104099,"Hebilla Bandit 1/2\"","UN","INST. ELECTRICAS","860061089 - IDRD - PROYECCIÓN","19,00 %","$ 1.283,00","2023-03-28"]
[102963,"Hebilla Cinta band-it 5/8\"","UN","ALAMBRES",null,"0,00 %","0,00"]
[108525,"Helichrysum Helichrysu Petiolaire","UN","ARBOLES Y PLANTAS","860061089 - IDRD - PROYECCIÓN","0,00 %","$ 1.584,00","2022-01-28"]
[108419,"Hempacore One 43600de Hempel o equivalente","M2","PINTURAS","89585454444 - CONTRATO CONSULTORIA CDRC 2","19,00 %","$ 57.590,05","2019-10-01"]
[102252,"Herbicida Glifosato Gramosol-Maleza","LT","INFESTACIONES",null,"0,00 %","0,00"]
[102075,"HERRAJE 24 PUERTOS CEFE COMETAS","UN","APARATOS ELECTRICOS","555555555555 - IDRD - MEDIANA DE COTIZACIONES","19,00 %","$ 90.945,00","2019-09-27"]
[102292,"Herraje 30x30","UN","ACCESORIOS CUBIERTA",null,"0,00 %","0,00"]
[3710,"HERRAJE P/ESTR. FINAL CPS","UN","CAJAS, ARMARIOS, TABLEROS",null,"0,00 %","0,00"]
[102484,"Herrajes para asiento en Lona Columpio **","JGO","GRIFERIAS,APARATOS,ACCESORIOS",null,"0,00 %","0,00"]
[104158,"hidrante milan canexión pvc 3\"","UN","INST. HIDRAUL/SANIT. Y LAMINAS",null,"0,00 %","0,00"]
[109108,"HidranteExtremoBridaDØ4\"TipoPoste","UN","INST. HIDRAUL/SANIT. Y LAMINAS",null,"0,00 %","0,00"]
[100995,"Hidro  blasting 3000 psi**","M2","MISCELANEA","860061089 - IDRD - PROYECCIÓN","19,00 %","$ 4.390,01","2020-01-09"]
[100368,"Hidro  blasting 4000 psi**","M2","MISCELANEA","66665555555 - IDRD - MEDIA ARITMETICA DE COTIZACIONES","19,00 %","$ 4.583,00","2019-04-01"]
[104936,"HIDRO BLASTING (EST. METÁLICA)","KG","EQUIPO ALQUILER Y MAQUINARIA","860061089 - IDRD - PROYECCIÓN","19,00 %","$ 2.225,00","2023-03-28"]
[100715,"Hidro sand  blasting a todo costo**","M2","PUERTAS Y VENTANAS ALUM Y LAM","860061089 - IDRD - PROYECCIÓN","19,00 %","$ 61.575,00","2023-03-29"]
[103048,"Hidroflo(Bomba5HP+Tanque300lt)+Instal-Techo(51 Pto","UN","EQUIPOS PRESION Y BOMBAS",null,"0,00 %","0,00"]
[101107,"Hidrolavadora 2600 psi Gasolina","UN","EQUIPO ALQUILER Y MAQUINARIA","860061089 - IDRD - PROYECCIÓN","19,00 %","$ 7.667,00","2023-03-29"]
[12921,"HIDROLAVADORA 3.5 HP 1500 PSI VOLTAJE 110 V MONOFÁSICO","UN","PISCINAS","860061089 - IDRD - PROYECCIÓN","19,00 %","$ 2.980.639,01","2022-01-31"]
[12924,"HIDROLAVADORA ELÉCTRICA 3 HP 220V 1900 PSI","UN","PISCINAS","860061089 - IDRD - PROYECCIÓN","19,00 %","$ 3.838.506,00","2022-01-27"]
[12922,"HIDROLAVADORA ELÉCTRICA 5HP 2.500 PSI TRIFASICO CUBIERTA METÁLICA ","UN","PISCINAS","860061089 - IDRD - PROYECCIÓN","19,00 %","$ 6.567.464,00","2022-01-27"]
[105140,"Hidrolavadora grande 10.7 HP","UN","EQUIPOS ESPECIALES",null,"0,00 %","0,00"]
[12992,"Hidrolavadora grande 3.5 HP","UN","FERRETERIA Y HERRAMIENTAS","860061089 - IDRD - PROYECCIÓN","19,00 %","$ 2.814.806,00","2022-01-27"]
[13029,"Hidrolavadora grande 5 HP","UN","FERRETERIA Y HERRAMIENTAS","860061089 - IDRD - PROYECCIÓN","19,00 %","$ 6.912.829,00","2022-01-24"]
[105144,"Hidrolavadora grande 8.2 HP","UN","EQUIPOS ESPECIALES",null,"0,00 %","0,00"]
[105738,"HIDROLAVADORA MEDIANA MOTOR 7,5 HP","UN","MISCELANEA",null,"0,00 %","0,00"]
[107357,"Hidroretenedor","GR","ADITIVOS Y QUIMICOS","860061089 - IDRD - PROYECCIÓN","19,00 %","$ 32,00","2022-01-28"]
[101718,"HIDROSELLO 8\"","UN","ACCESORIOS HIDROSANITARIOS","860061089 - IDRD - PROYECCIÓN","19,00 %","$ 7.968,00","2022-01-28"]
[3549,"HIDROSELLO ALCANT NOVAFORT 110MM PAVCO","UN","ACCESORIOS TUBERIA SUBTERRANEA","860061089 - IDRD - PROYECCIÓN","19,00 %","$ 3.439,00","2022-01-28"]
[3550,"HIDROSELLO ALCANT NOVAFORT 160MM PAVCO","UN","ACCESORIOS TUBERIA SUBTERRANEA","860061089 - IDRD - PROYECCIÓN","19,00 %","$ 5.585,00","2022-01-28"]
[3551,"HIDROSELLO ALCANT NOVAFORT 200MM PAVCO","UN","ACCESORIOS TUBERIA SUBTERRANEA","860061089 - IDRD - PROYECCIÓN","19,00 %","$ 10.095,00","2022-01-28"]
[2109,"HIDROSELLO ALCANT NOVAFORT 250MM PAVCO","UN","ACCESORIOS TUBERIA SUBTERRANEA","860061089 - IDRD - PROYECCIÓN","19,00 %","$ 17.631,00","2022-01-28"]
[2111,"HIDROSELLO ALCANT NOVAFORT 315MM PAVCO","UN","ACCESORIOS TUBERIA SUBTERRANEA","860061089 - IDRD - PROYECCIÓN","19,00 %","$ 36.987,00","2022-01-28"]
[2112,"HIDROSELLO ALCANT NOVAFORT 400MM PAVCO","UN","ACCESORIOS TUBERIA SUBTERRANEA","860061089 - IDRD - PROYECCIÓN","19,00 %","$ 75.322,00","2022-01-28"]
[2113,"HIDROSELLO ALCANT NOVAFORT 450MM PAVCO","UN","ACCESORIOS TUBERIA SUBTERRANEA","860061089 - IDRD - PROYECCIÓN","19,00 %","$ 108.877,00","2022-01-28"]
[2114,"HIDROSELLO ALCANT NOVAFORT 500MM PAVCO","UN","ACCESORIOS TUBERIA SUBTERRANEA","860061089 - IDRD - PROYECCIÓN","19,00 %","$ 122.486,00","2022-01-28"]
[105689,"HIDROSELLO NOVAFORT (315MM S8 Y S4)","UN","INST. HIDRAUL/SANIT. Y LAMINAS",null,"0,00 %","0,00"]
[1275,"HIERRO 1/4 Figurado","KG","ACEROS,HIERROS/MALLAS,CERCHAS","860061089 - IDRD - PROYECCIÓN","19,00 %","$ 5.444,00","2022-01-28"]
[268,"HIERRO 40 Alambrón        ¼\"","KG","ACEROS,HIERROS/MALLAS,CERCHAS",null,"0,00 %","0,00"]
[270,"HIERRO 40 Alambrón     3/8\"","KG","ACEROS,HIERROS/MALLAS,CERCHAS",null,"0,00 %","0,00"]
[86,"HIERRO 40 Liso/Rect    ½\"","KG","ACEROS,HIERROS/MALLAS,CERCHAS","860061089 - IDRD - PROYECCIÓN","19,00 %","$ 5.343,00","2022-01-28"]
[2712,"HIERRO 40 Liso/Rect   5/8\"","KG","ACEROS,HIERROS/MALLAS,CERCHAS","860061089 - IDRD - PROYECCIÓN","19,00 %","$ 5.343,00","2022-01-28"]
[153,"HIERRO 40 Liso/Rect  3/4\"","KG","ACEROS,HIERROS/MALLAS,CERCHAS",null,"0,00 %","0,00"]
[374,"HIERRO 40 Liso/Rect  7/8\"","KG","ACEROS,HIERROS/MALLAS,CERCHAS",null,"0,00 %","0,00"]
[669,"HIERRO 40 Liso/Rect 1\"","KG","ACEROS,HIERROS/MALLAS,CERCHAS",null,"0,00 %","0,00"]
[23,"HIERRO A-36 Liso/Rect  3/4\"","ML","ACEROS Y HIERROS","8956232 - IDRD - MEDIA ARMONICA COTIZACIONES","19,00 %","$ 2.224,00","2022-04-06"]
[1991,"HIERRO A-37 1/4\"","KG","ACEROS,HIERROS/MALLAS,CERCHAS","860061089 - IDRD - PROYECCIÓN","19,00 %","$ 5.343,00","2022-01-24"]
[1992,"HIERRO A-37 Chipa lisa    3/8\"","KG","ACEROS Y HIERROS","555555555555 - IDRD - MEDIANA DE COTIZACIONES","19,00 %","$ 4.701,00","2023-03-02"]
[20,"HIERRO A-40 Liso/Rect    ½\"","KG","ACEROS Y HIERROS","555555555555 - IDRD - MEDIANA DE COTIZACIONES","19,00 %","$ 4.701,00","2023-03-02"]
[2943,"HIERRO A-40 Liso/Rect   ¼\"","KG","ACEROS Y HIERROS","66665555555 - IDRD - MEDIA ARITMETICA DE COTIZACIONES","19,00 %","$ 2.877,00","2020-12-17"]
[25,"HIERRO A-40 Liso/Rect   3/8\"","KG","ACEROS Y HIERROS","555555555555 - IDRD - MEDIANA DE COTIZACIONES","19,00 %","$ 4.701,00","2023-03-02"]
[152,"HIERRO A-40 Liso/Rect   5/8\"  Kg","KG","ACEROS Y HIERROS","555555555555 - IDRD - MEDIANA DE COTIZACIONES","19,00 %","$ 4.701,00","2023-03-02"]
[318,"HIERRO A-40 Liso/Rect   5/8\" Ml","ML","ACEROS Y HIERROS","8956232 - IDRD - MEDIA ARMONICA COTIZACIONES","19,00 %","$ 4.305,00","2019-03-13"]
[308,"HIERRO A-40 Liso/Rect  3/4\"","KG","ACEROS Y HIERROS",null,"0,00 %","0,00"]
[352,"HIERRO A-40 Liso/Rect  7/8\" Kg","KG","ACEROS Y HIERROS","8956232 - IDRD - MEDIA ARMONICA COTIZACIONES","19,00 %","$ 2.760,00","2019-03-08"]
[410,"HIERRO A-40 Liso/Rect  7/8\" ML","ML","ACEROS Y HIERROS",null,"0,00 %","0,00"]
[430,"HIERRO A-40 Liso/Rect 1\" Kg","KG","ACEROS Y HIERROS","8956232 - IDRD - MEDIA ARMONICA COTIZACIONES","16,00 %","$ 2.760,00","2019-03-08"]
[578,"HIERRO A-40 Liso/Rect 1\" ML","ML","ACEROS Y HIERROS",null,"0,00 %","0,00"]
[27,"HIERRO CUADRADO 10mm","ML","ACEROS Y HIERROS","860061089 - IDRD - PROYECCIÓN","19,00 %","$ 3.984,00","2023-03-24"]
[101272,"HIERRO PR-60 1/2\" Corrugado/Recto","ML","ACEROS Y HIERROS","8956232 - IDRD - MEDIA ARMONICA COTIZACIONES","19,00 %","$ 2.760,00","2019-03-08"]
[3315,"HIERRO PR-60 1/2\" Figurado","KG","ACEROS Y HIERROS","555555555555 - IDRD - MEDIANA DE COTIZACIONES","19,00 %","$ 4.701,00","2023-03-02"]
[2917,"HIERRO PR-60 Corru/Fig    ½\"","KG","ACEROS Y HIERROS","555555555555 - IDRD - MEDIANA DE COTIZACIONES","19,00 %","$ 4.701,00","2023-03-02"]
[101073,"HIERRO PR-60 Corru/Fig    1/4\"  Kg","KG","ACEROS Y HIERROS","555555555555 - IDRD - MEDIANA DE COTIZACIONES","19,00 %","$ 4.701,00","2023-03-02"]
[101274,"HIERRO PR-60 Corru/Fig    1/4\" ML","ML","ACEROS Y HIERROS","860061089 - IDRD - PROYECCIÓN","19,00 %","$ 1.560,01","2022-01-28"]
[144,"HIERRO PR-60 Corru/Fig    3/8\"","KG","ACEROS Y HIERROS","555555555555 - IDRD - MEDIANA DE COTIZACIONES","19,00 %","$ 4.701,00","2023-03-02"]
[2918,"HIERRO PR-60 Corru/Fig   5/8\"","KG","ACEROS Y HIERROS","555555555555 - IDRD - MEDIANA DE COTIZACIONES","19,00 %","$ 4.701,00","2023-03-02"]
[101276,"HIERRO PR-60 Corru/Fig   5/8\"","ML","ACEROS Y HIERROS","555555555555 - IDRD - MEDIANA DE COTIZACIONES","19,00 %","$ 7.332,99","2023-03-02"]
[2919,"HIERRO PR-60 Corru/Fig  3/4\"","KG","ACEROS Y HIERROS","8956232 - IDRD - MEDIA ARMONICA COTIZACIONES","19,00 %","$ 2.760,00","2019-03-08"]
[2921,"HIERRO PR-60 Corru/Fig  7/8\"","KG","ACEROS Y HIERROS","8956232 - IDRD - MEDIA ARMONICA COTIZACIONES","19,00 %","$ 2.760,00","2019-03-08"]
[19,"HIERRO PR-60 Corru/Fig 1\" Kg","KG","ACEROS Y HIERROS","8956232 - IDRD - MEDIA ARMONICA COTIZACIONES","19,00 %","$ 2.760,00","2019-03-08"]
[101279,"HIERRO PR-60 Corru/Fig 1\" ML","ML","ACEROS Y HIERROS","860061089 - IDRD - PROYECCIÓN","19,00 %","$ 11.976,26","2022-01-24"]
[21,"HIERRO PR-60 Corru/Rec    ½\"","ML","ACEROS Y HIERROS","555555555555 - IDRD - MEDIANA DE COTIZACIONES","19,00 %","$ 4.701,00","2023-03-02"]
[24,"HIERRO PR-60 Corru/Rec  3/4\"","ML","ACEROS Y HIERROS","555555555555 - IDRD - MEDIANA DE COTIZACIONES","19,00 %","$ 10.575,99","2023-03-02"]
[2920,"HIERRO PR-60 Corru/Rec  7/8\"","ML","ACEROS Y HIERROS","860061089 - IDRD - PROYECCIÓN","19,00 %","$ 8.682,00","2020-01-13"]
[2719,"HIERRO PR-60 Corru/Rec 3/8\"","ML","ACEROS Y HIERROS","8956232 - IDRD - MEDIA ARMONICA COTIZACIONES","19,00 %","$ 2.564,00","2022-05-02"]
[105134,"HIERRO TOTAL Análisis Aguas Superficiales Piscina","UN","ACTIVIDADES ESPECIALES","860061089 - IDRD - PROYECCIÓN","19,00 %","$ 44.803,00","2022-01-28"]
[108547,"Hinojo/Foeniculum Vulgare","UN","JARDINERIA Y GRAMAS",null,"0,00 %","0,00"]
[103523,"HIPOCLORITO DE CALCIO","KG","GASES/QUIMICOS","860061089 - IDRD - PROYECCIÓN","19,00 %","$ 10.767,00","2020-01-09"]
[103522,"HIPOCLORITO DE SODIO","GLN","GASES/QUIMICOS","860061089 - IDRD - PROYECCIÓN","19,00 %","$ 20.469,00","2023-03-29"]
[3124,"HI-PRESS ½HP","UN","EQUIPOS PRESION Y BOMBAS",null,"0,00 %","0,00"]
[429,"HI-PRESS 1 HP","UN","EQUIPOS PRESION Y BOMBAS",null,"0,00 %","0,00"]
[3129,"HI-PRESS 2HP","UN","EQUIPOS PRESION Y BOMBAS",null,"0,00 %","0,00"]
[3132,"HI-PRESS 3.6HP","UN","EQUIPOS PRESION Y BOMBAS",null,"0,00 %","0,00"]
[3125,"HI-PRESS 3/4HP","UN","EQUIPOS PRESION Y BOMBAS",null,"0,00 %","0,00"]
[3130,"HI-PRESS 3HP","UN","EQUIPOS PRESION Y BOMBAS",null,"0,00 %","0,00"]
[3134,"HI-PRESS 5HP","UN","EQUIPOS PRESION Y BOMBAS",null,"0,00 %","0,00"]
[3135,"HI-PRESS 6.6HP","UN","EQUIPOS PRESION Y BOMBAS",null,"0,00 %","0,00"]
[2024,"HI-PRESS 9 HP","UN","EQUIPOS PRESION Y BOMBAS",null,"0,00 %","0,00"]
[101482,"HOJA DE SEGUETA (18 DIENTES)L=31CM (12\")","UN","HERRAMIENTA","860061089 - IDRD - PROYECCIÓN","19,00 %","$ 5.050,00","2022-01-31"]
[102850,"HOJA DE SEGUETA BIMETALICA  NICHOLSON 2","UN","HERRAMIENTA",null,"0,00 %","0,00"]
[105916,"hoja puerta entamborada (80x2.05-2.20)","UN","MADERAS",null,"0,00 %","0,00"]
[102044,"HOMBRE SOLO RECTO 10\"","UN","FERRETERIA","860061089 - IDRD - PROYECCIÓN","19,00 %","$ 46.207,00","2022-01-29"]
[105478,"HOMBRESOLO 10\" METALICO CURVO","UN","FERRETERIA Y HERRAMIENTAS","860061089 - IDRD - PROYECCIÓN","19,00 %","$ 36.386,00","2022-01-29"]
[102105,"HOMBRESOLO 8 PULGADAS HOJALATERO REF 84-398","UN","FERRETERIA","860061089 - IDRD - PROYECCIÓN","19,00 %","$ 40.807,00","2022-01-29"]
[102106,"HOMBRESOLO DE CADENA DE 19\"","UN","FERRETERIA","860061089 - IDRD - PROYECCIÓN","19,00 %","$ 47.529,00","2022-01-24"]
[107789,"HORNO SELF COOKING CENTER","UN","EQUIPOS PARA COCINA",null,"0,00 %","0,00"]
[105190,"HORTENSIA  - Planta ornamental","UN","ARBOLES Y PLANTAS","860061089 - IDRD - PROYECCIÓN","0,00 %","$ 6.451,00","2022-01-28"]
[100825,"Humedad Natural","UN","AGREGADOS CONCRETOS Y MORTEROS",null,"0,00 %","0,00"]
[100608,"Humus granulado de lombriz (lobricompuesto)**","KG","ARBOLES Y PLANTAS","860061089 - IDRD - PROYECCIÓN","19,00 %","$ 4.890,00","2022-01-28"]
[154,"ICOPOR 1 Cm. DENSIDAD 15 1x1","M2","CIELO RASOS","860061089 - IDRD - PROYECCIÓN","19,00 %","$ 2.437,12","2020-01-13"]
[155,"ICOPOR 4 Cm  DENSIDAD 15 1x1","M2","CIELO RASOS",null,"0,00 %","0,00"]
[101366,"IDENTIFICADOR (IDE-46) DE ESCEN.DEPORT.Panel Doble","UN","PREFABRICADOS METALICOS",null,"0,00 %","0,00"]
[101365,"IDENTIFICADOR (IDE-46) DE ESCEN.DEPORT.Panel Senc.","UN","PREFABRICADOS METALICOS",null,"0,00 %","0,00"]
[101368,"IDENTIFICADOR (IDE-67) DE ESCEN.DEPORT.Panel Doble","UN","PREFABRICADOS METALICOS",null,"0,00 %","0,00"]
[101367,"IDENTIFICADOR (IDE-67) DE ESCEN.DEPORT.Panel Senci","UN","PREFABRICADOS METALICOS",null,"0,00 %","0,00"]
[12996,"Identificador de pares de cableado de redes Ethernet","UN","FERRETERIA Y HERRAMIENTAS","860061089 - IDRD - PROYECCIÓN","19,00 %","$ 273.875,00","2022-01-27"]
[3620,"IDENTIFICADOR GENERAL IDG -M","UN","PREFABRICADOS METALICOS",null,"0,00 %","0,00"]
[3618,"IDENTIFICADOR GENERAL IDG-S  UNA CARA","UN","PREFABRICADOS METALICOS",null,"0,00 %","0,00"]
[3619,"IDENTIFICADOR GENERAL IDG-S DOS CARAS","UN","PREFABRICADOS METALICOS",null,"0,00 %","0,00"]
[655,"IGAS GRIS (SELLANTE) 1 KILOS","KG","ADITIVOS Y QUIMICOS",null,"0,00 %","0,00"]
[101058,"IGAS GRIS (SELLANTE) 30 KILOS","KG","ADITIVOS Y QUIMICOS",null,"0,00 %","0,00"]
[103584,"IGAS GRIS MASILLA PLASTICA  4.5 MxROLLO","RLL","MISCELANEA",null,"0,00 %","0,00"]
[104330,"IGAS GRIS ROLLO (de 3/8\" - 10mm ) rollo de 4,5","ML","IMPERMEABIL.,ADITIVOS,QUIMICOS",null,"0,00 %","0,00"]
[2717,"IGASOL CUBIERTA       20 KILOS","KG","IMPERMEABILIZANTES","860061089 - IDRD - PROYECCIÓN","19,00 %","$ 13.101,00","2023-03-28"]
[103187,"IGOL DENSO","GLN","IMPERMEABILIZANTES",null,"0,00 %","0,00"]
[656,"IGOL IMPRIMANTE  (16 KILOS)","KG","IMPERMEABILIZANTES","860061089 - IDRD - PROYECCIÓN","19,00 %","$ 32.501,01","2022-01-31"]
[107141,"iluminacion indirecta ref. value flex power 3000k","UN","LAMPARAS",null,"0,00 %","0,00"]
[3196,"IMPERMEABILIZACION COMPLETA","M2","IMPERMEABIL.,ADITIVOS,QUIMICOS",null,"0,00 %","0,00"]
[12673,"Impermeabilización con Poliurea Master Traffic – Superficie externa","M2","IMPERMEABIL.,ADITIVOS,QUIMICOS","666665454444 - IDRD - MENOR PRECIO DE COTIZACIONES","19,00 %","$ 113.630,99","2020-09-11"]
[10624,"Impermeabilizacion manto bicapa 3+3 mm ultima capa con inhibidor de raiz + mano de obra y transporte","M2","IMPERMEABILIZANTES","860061089 - IDRD - PROYECCIÓN","19,00 %","$ 102.027,01","2023-03-29"]
[104324,"IMPERMEABILIZANTE IMPERMUR","KG","ADITIVOS. MORTEROS",null,"0,00 %","0,00"]
[103461,"IMPERMEABILIZANTE INTEG-CONCENT- XYPEX(CANEC25KG)","UN","IMPERMEABIL.,ADITIVOS,QUIMICOS","860061089 - IDRD - PROYECCIÓN","19,00 %","$ 726.035,01","2022-01-31"]
[104347,"IMPERMEABILIZANTE INTEGRAL SIKA-1 (4Kg)**","KG","MISCELANEA",null,"0,00 %","0,00"]
[100992,"IMPERMEABILIZANTE INTEGRAL SIKA-1 (60Kg) **","KG","IMPERMEABILIZANTES",null,"0,00 %","0,00"]
[102312,"Impermeabilizante Morter Plas AL-80","M2","IMPERMEABILIZANTES",null,"0,00 %","0,00"]
[102782,"IMPERMEABILIZANTE PARAGUAS BLANCO TERRAZA CUBIERTA","CÑT","FERRETERIA","860061089 - IDRD - PROYECCIÓN","19,00 %","$ 485.905,00","2022-01-29"]
[102233,"IMPERMEABILIZANTE POLIUREA VP BR 100 BICOMP.**","KG","IMPERMEABILIZANTES",null,"0,00 %","0,00"]
[679,"IMPERMEABILIZANTE SIKATOP 121 - 20Kg","KG","IMPERMEABILIZANTES",null,"0,00 %","0,00"]
[106628,"IMPERMEABLE DE DOS PIEZAS","UN","EQUIPO DE SEGURIDAD INDUSTRIAL",null,"0,00 %","0,00"]
[104530,"Impervinil HR 1200RF (Membrana reforz) 1.2MM A=1.5","ML","IMPERMEABILIZANTES",null,"0,00 %","0,00"]
[2322,"IMPLEMENTO  CANTO REDONDEADO","UN","PUERTAS",null,"0,00 %","0,00"]
[2320,"IMPLEMENTO  MIRILLA CORTA    FORTEC","UN","PUERTAS",null,"0,00 %","0,00"]
[2321,"IMPLEMENTO  MIRILLA LARGA    FORTEC","UN","PUERTAS",null,"0,00 %","0,00"]
[982,"IMPLEMENTO  VENTANILLA PISAVIDRIO","UN","PUERTAS",null,"0,00 %","0,00"]
[103113,"IMPRESIÓN DE CERTIFICADO*","UN","CABLEADO ESTRUCTURADO",null,"0,00 %","0,00"]
[106837,"Impresora ( Mínimo: LaserJet 27ppm resolucion 1200","MES","EQUIPOS ESPECIALES","860061089 - IDRD - PROYECCIÓN","19,00 %","$ 470.895,00","2023-03-24"]
[1805,"IMPRIMANTE DE VINILO PINTUCOBlc.3501","GLN","PINTURAS",null,"0,00 %","0,00"]
[105969,"IMPRIMANTE EPOXICO ROJO (Componente A+B)","GLN","ADITIVOS Y QUIMICOS","666666666252 - IDRD - MEDIA GEOMETRICA COTIZACIONES","19,00 %","$ 115.146,99","2019-06-14"]
[108000,"Infrarrojo de doble tecnologia, antimascotas BV-60","UN","APARATOS ELECTRICOS",null,"0,00 %","0,00"]
[102544,"Ing. Hidráulico  Residente+ Prest. Cat.-8","MES","TARIFAS PROFESIONALES","860.061.099.1 - IDRD","0,00 %","$ 5.553.358,00","2022-01-24"]
[109007,"INGENIERO ESPECIALISTA","HR","TARIFAS PROFESIONALES",null,"0,00 %","0,00"]
[103012,"INGENIERO FORESTAL + PREST.     CATEGORÍA 5 (E.G.4;E.E.3) ","DD","TARIFAS PROFESIONALES","860.061.099.1 - IDRD","0,00 %","$ 252.438,00","2022-01-24"]
[104870,"INMUNIZANTE DE MADERA TEXSA (3.2KG)","GLN","ADITIVOS Y QUIMICOS",null,"0,00 %","0,00"]
[103997,"INMUNIZANTE INCOLORO TEXSA","GLN","MISCELANEA",null,"0,00 %","0,00"]
[1959,"INMUNIZANTE PARA MADERA","GLN","ADITIVOS Y QUIMICOS",null,"0,00 %","0,00"]
[1911,"INSERTO POLIETILENO ½\"   PAVCO","UN","ACCESORIOS HIDROSANITARIOS",null,"0,00 %","0,00"]
[2055,"INSERTO POLIETILENO 3/4\" PAVCO","UN","ACCESORIOS HIDROSANITARIOS",null,"0,00 %","0,00"]
[104817,"INSONORIZACION PLANTA ELECTRICA DE EMERGENCIA","UN","INST. ELECTRICAS",null,"0,00 %","0,00"]
[2436,"INSPECCION  DE MEDIDOR RESIDENCIAL MONOFASICA","UN","TARIFAS Y SERVICIOS",null,"0,00 %","0,00"]
[2443,"INSPECCION  DE MEDIDOR RESIDENCIAL TRIFASICO","UN","TARIFAS Y SERVICIOS",null,"0,00 %","0,00"]
[10745,"INSPECCION DE TUBERIA CON CCTV (ML)","ML","TUBERIA SUBT,REJILLAS,SUMIDER.","8956232 - IDRD - MEDIA ARMONICA COTIZACIONES","19,00 %","$ 8.330,00","2022-08-18"]
[2909,"INSPECCION SISTEMAS DE MEDIDA  menor o igual 55kva","UN","TARIFAS Y SERVICIOS",null,"0,00 %","0,00"]
[1587,"INSPECCION SISTEMAS DE MEDIDA de 55kva - 225 kva","UN","TARIFAS Y SERVICIOS",null,"0,00 %","0,00"]
[1588,"INSPECCION SISTEMAS DE MEDIDA mayor 225 kva","UN","TARIFAS Y SERVICIOS",null,"0,00 %","0,00"]
[2387,"INSPECCION SISTEMAS DE MEDIDA revision general","UN","TARIFAS Y SERVICIOS",null,"0,00 %","0,00"]
[102279,"Inspección, medición Tierra y ailamiento 8 h","ML","CABLES",null,"0,00 %","0,00"]
[102337,"inspección, medición tierra y aislamiento(8h)","UN","INST. ELECTRICAS",null,"0,00 %","0,00"]
[13041,"Inspección, verificación y dictamen cumplimiento RETIE y RETILAP Diamante de Béisbol P. ciudad Monte","UN","INST. ELECTRICAS","860061089 - IDRD - PROYECCIÓN","19,00 %","$ 1.685.967,00","2022-01-29"]
[12880,"Inspección, verificación y dictamen de cumplimiento RETIE y RETILAP canchas sintéticas de fútbol 11","UN","INST. ELECTRICAS","860061089 - IDRD - PROYECCIÓN","19,00 %","$ 4.024.878,00","2023-03-24"]
[12879,"Inspección, verificación y dictamen de cumplimiento RETIE y RETILAP canchas sintéticas de fútbol 5-8","UN","INST. ELECTRICAS","860061089 - IDRD - PROYECCIÓN","19,00 %","$ 2.892.987,00","2023-03-24"]
[102331,"INST CALDERINES+TANQUE+CONTROLES+AJUSTE CEFE COMET","UN","MISCELANEA","77777777777 - CONTRATO CONSULTORIA CEFE COMETAS","19,00 %","$ 4.310.345,01","2019-07-15"]
[103714,"INSTALAC TABLERO BALONCESTO 1.20*1.80 FIBRA VIDR","JGO","MISCELANEA",null,"0,00 %","0,00"]
[103722,"INSTALACIÓN  ACOPLE","UN","MISCELANEA",null,"0,00 %","0,00"]
[105270,"Instalacion Amplificador de cuatro canales 4x100w","UN","EQUIPOS ESPECIALES",null,"0,00 %","0,00"]
[106394,"INSTALACIÓN CIRCUITO IMPRESO THERM 8000-S","UN","INST. DE GAS",null,"0,00 %","0,00"]
[108827,"INSTALACION DE GAS Insumo Global S. CRISTOBAL","GL","MISCELANEA",null,"0,00 %","0,00"]
[103921,"Instalación de lampara","UN","MISCELANEA",null,"0,00 %","0,00"]
[103920,"Instalación de lampara 60x60","UN","MISCELANEA",null,"0,00 %","0,00"]
[103377,"Instalación de Silla Estadio","UN","MISCELANEA",null,"0,00 %","0,00"]
[103097,"Instalación lavamanos Novara CRNA (acc. y herr) **","UN","MISCELANEA",null,"0,00 %","0,00"]
[102681,"Instalación Puerta Batient.Aluminio.","UN","ACEROS,HIERROS/MALLAS,CERCHAS",null,"0,00 %","0,00"]
[103725,"INSTALACIÓN TAPAS SEMIESFERICAS","UN","MISCELANEA",null,"0,00 %","0,00"]
[106128,"INTERCAMBIADOR DE CALOR (CALDERA M MUIRA DE 50BPH","UN","EQUIPOS ESPECIALES",null,"0,00 %","0,00"]
[106127,"INTERCAMBIADOR DE CALOR JUNTA PLACA","UN","EQUIPOS ESPECIALES",null,"0,00 %","0,00"]
[106126,"INTERCAMBIADOR DE CALOR PLACA CANAL","UN","EQUIPOS ESPECIALES",null,"0,00 %","0,00"]
[106125,"INTERCAMBIADOR DE CALOR PLACA FINAL","UN","EQUIPOS ESPECIALES",null,"0,00 %","0,00"]
[106124,"INTERCAMBIADOR DE CALOR PLACA INICIAL","UN","EQUIPOS ESPECIALES",null,"0,00 %","0,00"]
[108770,"INTERCAMBIADOR DE CALOR(Sumin)S/EspeciCDRC","UN","PISCINAS",null,"0,00 %","0,00"]
[9412,"INTERNET ANCHO BANDA 300 kbps","UN","EQUIPOS ESPECIALES",null,"0,00 %","0,00"]
[9413,"INTERNET ANCHO BANDA 500 kbps","UN","EQUIPOS ESPECIALES",null,"0,00 %","0,00"]
[9411,"INTERNET ANCHO BANDA 700 kbps + paquete de t.v.","UN","EQUIPOS ESPECIALES",null,"0,00 %","0,00"]
[106100,"InterrruptorTripolar250A(40Ka-240v)Regu175-250amp","UN","APARATOS ELECTRICOS","860061089 - IDRD - PROYECCIÓN","19,00 %","$ 358.214,00","2020-01-09"]
[106101,"InterrruptorTripolar630A(40Ka-240v)Regu400-600amp","UN","APARATOS ELECTRICOS","860061089 - IDRD - PROYECCIÓN","19,00 %","$ 1.359.483,00","2020-01-09"]
[102290,"Interrup 3x100 A protecc contactores existe","UN","CAJAS, ARMARIOS, TABLEROS","860061089 - IDRD - PROYECCIÓN","19,00 %","$ 121.834,00","2023-03-29"]
[102385,"Interrup 3x225 A","UN","CAJAS, ARMARIOS, TABLEROS",null,"0,00 %","0,00"]
[102386,"Interrup 3x50A","UN","CAJAS, ARMARIOS, TABLEROS",null,"0,00 %","0,00"]
[101550,"Interrup protecc tripolar DPX-U250ER 250A  625129","UN","CAJAS, ARMARIOS, TABLEROS",null,"0,00 %","0,00"]
[1724,"INTERRUPTOR + TAPA Senc. Blc. DEKO   L/NEX","UN","APARATOS ELECTRICOS",null,"0,00 %","0,00"]
[3029,"INTERRUPTOR +TOMA  POLO A TIERRA BLANCA","UN","APARATOS ELECTRICOS",null,"0,00 %","0,00"]
[759,"INTERRUPTOR 4 VIAS              AVE","UN","APARATOS ELECTRICOS",null,"0,00 %","0,00"]
[1747,"INTERRUPTOR 4 VIAS BLANCO  DEKO   L/NEX","UN","APARATOS ELECTRICOS",null,"0,00 %","0,00"]
[101682,"Interruptor Atornillable 1x30 A","UN","CAJAS, ARMARIOS, TABLEROS",null,"0,00 %","0,00"]
[101583,"Interruptor atornillable de 3x15 A","UN","CAJAS, ARMARIOS, TABLEROS","860061089 - IDRD - PROYECCIÓN","19,00 %","$ 59.654,00","2022-01-31"]
[101584,"Interruptor atornillable de 3x40 A","UN","CAJAS, ARMARIOS, TABLEROS",null,"0,00 %","0,00"]
[101589,"Interruptor atornillable de 3x50 A","UN","CAJAS, ARMARIOS, TABLEROS",null,"0,00 %","0,00"]
[1733,"INTERRUPTOR Bipolar LK Clas.C L/NEX","UN","APARATOS ELECTRICOS",null,"0,00 %","0,00"]
[107407,"INTERRUPTOR CON TEMPORIZADOR ELÉCTRONICO PARA PROG","UN","SISTEMAS VENTILACION",null,"0,00 %","0,00"]
[3365,"INTERRUPTOR CONM DEKO L/NEX","UN","APARATOS ELECTRICOS",null,"0,00 %","0,00"]
[3352,"INTERRUPTOR CONM LUZ PIL VELA L/NEX","UN","APARATOS ELECTRICOS",null,"0,00 %","0,00"]
[2718,"INTERRUPTOR CONM SENC. LUZ PIL.+TAPA","UN","APARATOS ELECTRICOS","860061089 - IDRD - PROYECCIÓN","19,00 %","$ 7.493,00","2023-03-28"]
[2618,"INTERRUPTOR CONM SENC. MAX. L/NEX","UN","APARATOS ELECTRICOS",null,"0,00 %","0,00"]
[3351,"INTERRUPTOR CONM TRIPOLAR KORA L/NEX","UN","APARATOS ELECTRICOS",null,"0,00 %","0,00"]
[1620,"INTERRUPTOR CONMUTABLE +TOMA AMERICANA ABITARE AVE","UN","APARATOS ELECTRICOS",null,"0,00 %","0,00"]
[3019,"INTERRUPTOR DE PASO MARFIL AVE","UN","APARATOS ELECTRICOS",null,"0,00 %","0,00"]
[105120,"Interruptor Diferencial 1X20A","UN","CORTACIRCUITOS",null,"0,00 %","0,00"]
[761,"INTERRUPTOR DOBLE","UN","APARATOS ELECTRICOS","860061089 - IDRD - PROYECCIÓN","19,00 %","$ 5.948,00","2023-03-28"]
[3008,"INTERRUPTOR DOBLE 200 SOBREPARED AVE","UN","APARATOS ELECTRICOS",null,"0,00 %","0,00"]
[3034,"INTERRUPTOR DOBLE ABITARE LUZ PILOTO AVE","UN","APARATOS ELECTRICOS",null,"0,00 %","0,00"]
[762,"INTERRUPTOR DOBLE CONM 600 AVE","UN","APARATOS ELECTRICOS",null,"0,00 %","0,00"]
[3030,"INTERRUPTOR DOBLE CONM ABITARE AVE","UN","APARATOS ELECTRICOS",null,"0,00 %","0,00"]
[1761,"INTERRUPTOR DOBLE CONM ABITARE LUZ PILOTO AVE","UN","APARATOS ELECTRICOS","8956232 - IDRD - MEDIA ARMONICA COTIZACIONES","19,00 %","$ 16.504,00","2019-04-24"]
[3026,"INTERRUPTOR DOBLE FOSF AVE","UN","APARATOS ELECTRICOS",null,"0,00 %","0,00"]
[3348,"INTERRUPTOR DOBLE KORA L/NEX","UN","APARATOS ELECTRICOS",null,"0,00 %","0,00"]
[2576,"INTERRUPTOR DOBLE LUZ PIL.+TAPA MAX L/NEX","UN","APARATOS ELECTRICOS",null,"0,00 %","0,00"]
[103342,"INTERRUPTOR DOBLE LUZ PILOTO","UN","MISCELANEA","860061089 - IDRD - PROYECCIÓN","19,00 %","$ 18.173,00","2023-03-28"]
[2572,"INTERRUPTOR DOBLE MAX               L/NEX","UN","APARATOS ELECTRICOS",null,"0,00 %","0,00"]
[1700,"INTERRUPTOR DOBLE Pil.  Clas.  C      L/NEX","UN","APARATOS ELECTRICOS",null,"0,00 %","0,00"]
[3350,"INTERRUPTOR ELEC  KORA","UN","APARATOS ELECTRICOS",null,"0,00 %","0,00"]
[2581,"INTERRUPTOR ELEC  L/NEX","UN","APARATOS ELECTRICOS",null,"0,00 %","0,00"]
[101680,"Interruptor Industrial 3x70 A","UN","CAJAS, ARMARIOS, TABLEROS",null,"0,00 %","0,00"]
[3038,"INTERRUPTOR LP.+TOMA POLO A TIERRA BLANCA","UN","APARATOS ELECTRICOS",null,"0,00 %","0,00"]
[104059,"Interruptor perilla para tablero electrico","UN","INST. ELECTRICAS",null,"0,00 %","0,00"]
[102288,"Interruptor regulable  500/630A","UN","CAJAS, ARMARIOS, TABLEROS",null,"0,00 %","0,00"]
[2380,"INTERRUPTOR SENC  LUZ PIL+TAPA. MAX. L/NEX","UN","APARATOS ELECTRICOS",null,"0,00 %","0,00"]
[780,"INTERRUPTOR SENC +Int.Conmutable MARFIL AVE","UN","APARATOS ELECTRICOS",null,"0,00 %","0,00"]
[760,"INTERRUPTOR SENC +TOMA AMERIC. AVE","UN","APARATOS ELECTRICOS",null,"0,00 %","0,00"]
[3009,"INTERRUPTOR SENC +TOMA AMERIC.ABITARE AVE","UN","APARATOS ELECTRICOS",null,"0,00 %","0,00"]
[3037,"INTERRUPTOR SENC +TOMA AMERIC.ABITARE LUZ PILOT","UN","APARATOS ELECTRICOS",null,"0,00 %","0,00"]
[3002,"INTERRUPTOR SENC 200 SOBREPARED AVE","UN","APARATOS ELECTRICOS","860061089 - IDRD - PROYECCIÓN","19,00 %","$ 3.011,00","2022-01-28"]
[765,"INTERRUPTOR SENC 400  AVE/GALICA","UN","APARATOS ELECTRICOS","860061089 - IDRD - PROYECCIÓN","19,00 %","$ 5.437,00","2023-03-28"]
[766,"INTERRUPTOR SENC 600  AVE","UN","APARATOS ELECTRICOS",null,"0,00 %","0,00"]
[3020,"INTERRUPTOR SENC ABITARE AVE","UN","APARATOS ELECTRICOS",null,"0,00 %","0,00"]
[2998,"INTERRUPTOR SENC Clas.C      L/NEX","UN","APARATOS ELECTRICOS",null,"0,00 %","0,00"]
[3213,"INTERRUPTOR SENC CON LUZ PILOTO VOLARE","UN","APARATOS ELECTRICOS",null,"0,00 %","0,00"]
[764,"INTERRUPTOR SENC CONMUTABLE 600 AVE","UN","APARATOS ELECTRICOS",null,"0,00 %","0,00"]
[3021,"INTERRUPTOR SENC CONMUTABLE FOSF AVE","UN","APARATOS ELECTRICOS",null,"0,00 %","0,00"]
[3202,"INTERRUPTOR SENC CONMUTABLE VOLARE","UN","APARATOS ELECTRICOS",null,"0,00 %","0,00"]
[3346,"INTERRUPTOR SENC KORA L/NEX","UN","APARATOS ELECTRICOS",null,"0,00 %","0,00"]
[3347,"INTERRUPTOR SENC LUZ PIL KORA L/NEX","UN","APARATOS ELECTRICOS",null,"0,00 %","0,00"]
[1677,"INTERRUPTOR SENC LUZ PIL.+TAPA DEKO L/NEX","UN","APARATOS ELECTRICOS",null,"0,00 %","0,00"]
[3032,"INTERRUPTOR SENC MARFIL LUZ PIL. AVE","UN","APARATOS ELECTRICOS",null,"0,00 %","0,00"]
[1643,"INTERRUPTOR SENC Pil.Clas.C  L/NEX","UN","APARATOS ELECTRICOS",null,"0,00 %","0,00"]
[3028,"INTERRUPTOR SENC+TOMA AMERIC. 200 SOBRE PONER AVE","UN","APARATOS ELECTRICOS",null,"0,00 %","0,00"]
[3201,"INTERRUPTOR SENC+TOMA AMERIC. VOLARE","UN","APARATOS ELECTRICOS",null,"0,00 %","0,00"]
[1693,"INTERRUPTOR SENCILLO  +TAPA","UN","APARATOS ELECTRICOS","860061089 - IDRD - PROYECCIÓN","19,00 %","$ 3.000,00","2020-01-09"]
[109015,"interruptor sencillo antiexplosivo","UN","APARATOS ELECTRICOS",null,"0,00 %","0,00"]
[104705,"INTERRUPTOR SENCILLO CONMUTABLE BEIGE","UN","APARATOS ELECTRICOS","860061089 - IDRD - PROYECCIÓN","19,00 %","$ 3.849,00","2020-01-09"]
[103431,"INTERRUPTOR SENCILLO KORA LUMINEX","UN","MISCELANEA",null,"0,00 %","0,00"]
[103341,"INTERRUPTOR SENCILLO LUZ PILOTO","UN","INST. ELECTRICAS","860061089 - IDRD - PROYECCIÓN","19,00 %","$ 14.403,00","2023-03-28"]
[1703,"INTERRUPTOR TEMP. DE TOQUE+TAPA L/NEX","UN","APARATOS ELECTRICOS",null,"0,00 %","0,00"]
[107440,"INTERRUPTOR TIPO ENCHUFABLE 1X20 A","UN","INST. ELECTRICAS","860061089 - IDRD - PROYECCIÓN","19,00 %","$ 11.420,00","2022-01-28"]
[108185,"Interruptor tipo industrial de 3x(320-800)A","UN","APARATOS ELECTRICOS",null,"0,00 %","0,00"]
[104436,"INTERRUPTOR TIPO RIEL MONOP(1X20AMP)","UN","INST. ELECTRICAS",null,"0,00 %","0,00"]
[103865,"interruptor triple  incluye tapa","UN","MISCELANEA",null,"0,00 %","0,00"]
[767,"INTERRUPTOR TRIPLE 600 AVE","UN","APARATOS ELECTRICOS","860061089 - IDRD - PROYECCIÓN","19,00 %","$ 10.981,00","2022-01-28"]
[3027,"INTERRUPTOR TRIPLE FOSF AVE","UN","APARATOS ELECTRICOS",null,"0,00 %","0,00"]
[3036,"INTERRUPTOR TRIPLE MARFIL LUZ PILOTO AVE","UN","APARATOS ELECTRICOS",null,"0,00 %","0,00"]
[1701,"INTERRUPTOR Triple Pil.Clas.C L/NEX","UN","APARATOS ELECTRICOS",null,"0,00 %","0,00"]
[106187,"Interruptor tripolar de 50Amp-industrial","UN","APARATOS ELECTRICOS","860061089 - IDRD - PROYECCIÓN","19,00 %","$ 129.750,00","2020-01-09"]
[106188,"Interruptor tripolar de 60Amp-industrial","UN","APARATOS ELECTRICOS",null,"0,00 %","0,00"]
[109003,"Interruptor tripolar enchufable I Nominal 40 A","UN","APARATOS ELECTRICOS",null,"0,00 %","0,00"]
[104042,"InterruptorTermomagnéticoIndust.3x100Amp","UN","INST. ELECTRICAS","860061089 - IDRD - PROYECCIÓN","19,00 %","$ 142.587,00","2022-01-24"]
[104045,"InterruptorTermomagnéticoIndust.3x100AmpLEGRAN","UN","INST. ELECTRICAS",null,"0,00 %","0,00"]
[104043,"InterruptorTermomagnéticoIndust.3x70Amp(LG)LS","UN","INST. ELECTRICAS",null,"0,00 %","0,00"]
[108939,"INTERRUPTOS DOBLE CONMUTABLE (SIN LUZ PILOTO)","UN","APARATOS ELECTRICOS","860061089 - IDRD - PROYECCIÓN","19,00 %","$ 9.455,00","2023-03-28"]
[108828,"INTERRUPTOS SENCILLO CONMUTABLE (SIN LUZ PILOTO)","UN","APARATOS ELECTRICOS",null,"0,00 %","0,00"]
[108940,"INTERRUPTOS TRIPLE CONMUTABLE (SIN LUZ PILOTO)","UN","APARATOS ELECTRICOS",null,"0,00 %","0,00"]
[1797,"INTERVINILO PINTUCO","GLN","PINTURAS",null,"0,00 %","0,00"]
[101480,"INTRAPLAST Z - SIKA (Relleno para Lechadas)","KG","QUIMICOS CIMENTACION","1112222222222 - SIKA-BALCHER","19,00 %","$ 4.547,00","2019-04-03"]
[108568,"INYECTOR PARA PISCINA","UN","PISCINAS",null,"0,00 %","0,00"]
[104505,"IPE(120) SUMINISTRO","KG","ACEROS,HIERROS/MALLAS,CERCHAS",null,"0,00 %","0,00"]
[104506,"IPE(140) SUMINISTRO","KG","ACEROS,HIERROS/MALLAS,CERCHAS",null,"0,00 %","0,00"]
[104507,"IPE(180) SUMINISTRO","KG","ACEROS,HIERROS/MALLAS,CERCHAS",null,"0,00 %","0,00"]
[10669,"IPOMOEA PURPUREA","UN","FACHADAS","860061089 - IDRD - PROYECCIÓN","19,00 %","$ 4.286,00","2023-03-29"]
[108527,"Iris Africano Dietes vegeta en Taludes Exteriores","UN","ARBOLES Y PLANTAS","860061089 - IDRD - PROYECCIÓN","0,00 %","$ 3.697,00","2022-01-28"]
[104178,"Isocianato (Componente B) de Polyurea","KG","IMPERMEABIL.,ADITIVOS,QUIMICOS","860061089 - IDRD - PROYECCIÓN","19,00 %","$ 42.906,00","2023-03-30"]
[107181,"IZAJE","UN","SISTEMAS VENTILACION","47874222222 - CONTRATO CONSULTORIA CDRC 1","19,00 %","$ 25.000,00","2019-09-24"]
[105514,"JABON LIMPIA PISOS","UN","MISCELANEA",null,"0,00 %","0,00"]
[105733,"JABON LIQUIDO PARA MANOS( POR GALON)","GLN","ELEMENTOS DE ASEO",null,"0,00 %","0,00"]
[572,"JABONERA ASTRO  DUCHA       CRNA","UN","ACCESORIOS",null,"0,00 %","0,00"]
[103665,"JABONERA CERÁMICA","UN","MISCELANEA",null,"0,00 %","0,00"]
[102302,"Jack nivel 6 MP","UN","CABLEADO ESTRUCTURADO",null,"0,00 %","0,00"]
[104431,"JACK RJ 45 CAT 6 SIEMON","UN","INST. ELECTRICAS",null,"0,00 %","0,00"]
[107722,"JACK RJ45","UN","INST. ELECTRICAS",null,"0,00 %","0,00"]
[3422,"JACK RJ45 AMP CAT 5E","UN","CABLEADO ESTRUCTURADO",null,"0,00 %","0,00"]
[3423,"JACK RJ45 AMP QUANTUM (CAT 6)","UN","CABLEADO ESTRUCTURADO",null,"0,00 %","0,00"]
[4004,"JACUZZI ESPAÑOLA  FIRPLAK 1.60mtx.75x.41","UN","APARATOS",null,"0,00 %","0,00"]
[4002,"JACUZZI FIRPLAK - Galapagos Spa – Hidro – Aero – Blanco (8 PERSONAS)","UN","APARATOS","860061089 - IDRD - PROYECCIÓN","19,00 %","$ 25.689.847,00","2022-01-24"]
[4006,"JACUZZI FRANCESA FIRPLAK 1.80mtx.90x.41","UN","APARATOS",null,"0,00 %","0,00"]
[1883,"JAMBAS 16x6 MOORE NATURAL Fab.","ML","BLOQUES Y LADRILLOS",null,"0,00 %","0,00"]
[1882,"JAMBAS 16x6 MOORE Vitrif. Fab.","ML","BLOQUES Y LADRILLOS",null,"0,00 %","0,00"]
[105551,"JARDINERO + PREST. (IDRD)","JRN","SUELDOS Y JORNALES","860.061.099.1 - IDRD","0,00 %","$ 115.914,00","2022-12-23"]
[105995,"JaulaProtecciónLanzam.DiscoyMartillo(Sum+Ins)IAAF","UN","MOBILIARIO PARQUES",null,"0,00 %","0,00"]
[108965,"Jgo tres descargadore sobretens oxidometal12kV10KA","UN","APARATOS ELECTRICOS",null,"0,00 %","0,00"]
[101922,"Juego 4 torres pasadizotirolineadeslizadero 42niño","UN","MOBILIARIO PARQUES","5898454121 - BALERCO  S.A.S.","19,00 %","$ 357.181.006,00","2019-05-20"]
[102758,"JUEGO 8 LLAVES ALLEN PULGADAS REF 69-252","JGO","HERRAMIENTA","860061089 - IDRD - PROYECCIÓN","19,00 %","$ 19.702,00","2022-01-31"]
[102759,"JUEGO 8 LLAVES COMBINADAS 5/16-3/4 REF 88-854","JGO","HERRAMIENTA","860061089 - IDRD - PROYECCIÓN","19,00 %","$ 82.430,00","2022-01-31"]
[102760,"JUEGO 8 LLAVES COMBINADAS 8-19 MM REF 88-855","JGO","HERRAMIENTA","860061089 - IDRD - PROYECCIÓN","19,00 %","$ 89.512,00","2022-01-31"]
[106699,"Juego Animal 3D (EPDM) Forma mariquita 2 a 8 años","UN","MOBILIARIO PARQUES","8956232 - IDRD - MEDIA ARMONICA COTIZACIONES","19,00 %","$ 31.290.382,01","2022-04-26"]
[106700,"Juego Animal 3D (EPDM) Forma tortuga 2 a 8 años Ca","UN","MOBILIARIO PARQUES","8956232 - IDRD - MEDIA ARMONICA COTIZACIONES","19,00 %","$ 39.158.920,00","2022-04-26"]
[12917,"JUEGO ANIMAL 3D CAUCHO EPDM OCTOPUS CAP11 DE 2-8 AÑOS","UN","MOBILIARIO URBANO Y SEÑALIZAC.",null,"0,00 %","0,00"]
[109158,"Juego Animal 3D EPDM Octopus cap11 de2-8 años P.N","UN","MOBILIARIO PARQUES","860061089 - IDRD - PROYECCIÓN","19,00 %","$ 99.189.965,01","2022-01-30"]
[106695,"Juego Animal 3D(EPDM) Forma erizo 2a8años Cap:4niñ","UN","MOBILIARIO PARQUES","8956232 - IDRD - MEDIA ARMONICA COTIZACIONES","19,00 %","$ 48.537.468,01","2022-04-26"]
[106696,"Juego Animal 3D(EPDM) Forma gato 2a8años Cap:2niño","UN","MOBILIARIO PARQUES","8956232 - IDRD - MEDIA ARMONICA COTIZACIONES","19,00 %","$ 35.872.715,01","2022-04-26"]
[106697,"Juego Animal 3D(EPDM) Formacaracol 2a8años CaP:3ni","UN","MOBILIARIO PARQUES","8956232 - IDRD - MEDIA ARMONICA COTIZACIONES","19,00 %","$ 24.234.436,00","2022-04-26"]
[106698,"Juego Animal 3D(EPDM) Formarana 2a8años Cap:2niños","UN","MOBILIARIO PARQUES","8956232 - IDRD - MEDIA ARMONICA COTIZACIONES","19,00 %","$ 64.350.671,00","2022-04-26"]
[109159,"Juego Animal3D EPDM Bee cap 3 de 2-8 años P.N","UN","MOBILIARIO PARQUES","5898454121 - BALERCO  S.A.S.","19,00 %","$ 19.952.583,00","2019-03-19"]
[13073,"Juego Arco Suspendido mas 8años Cap: 4 (suministro+instalacion)","UN","MOBILIARIO PARQUES","5898454121 - BALERCO  S.A.S.","19,00 %","$ 51.203.854,00","2023-03-09"]
[106012,"Juego ArcoRecódromoRed Pasitos 3-14años Cap:10niñ","UN","MOBILIARIO PARQUES","860061089 - IDRD - PROYECCIÓN","19,00 %","$ 67.711.761,01","2023-03-30"]
[109157,"Juego Arenero multifuncion 2+años Cap28  niños P.N","UN","MOBILIARIO PARQUES","5898454121 - BALERCO  S.A.S.","19,00 %","$ 167.723.533,00","2023-03-14"]
[100488,"Juego avion multifuncion +3 años Cap: 12 niños","UN","MOBILIARIO PARQUES","8956232 - IDRD - MEDIA ARMONICA COTIZACIONES","19,00 %","$ 59.519.668,00","2022-04-26"]
[101016,"JUEGO BALANCIN DOBLE 5-12 AÑOS CAP: 2 NIÑOS","UN","MOBILIARIO PARQUES","860061089 - IDRD - PROYECCIÓN","19,00 %","$ 14.420.302,00","2023-03-29"]
[101055,"Juego balancin doble mas 4años Cap:2 niños","UN","MOBILIARIO PARQUES","555555555555 - IDRD - MEDIANA DE COTIZACIONES","19,00 %","$ 30.015.401,00","2022-04-28"]
[100437,"Juego balancin doble resorte 2-6 años Cap: 2 niños","UN","MOBILIARIO PARQUES","8956232 - IDRD - MEDIA ARMONICA COTIZACIONES","19,00 %","$ 14.900.198,00","2022-04-28"]
[106791,"Juego Barco Cap: 30 niños 2 a 12 años","UN","MOBILIARIO PARQUES","8956232 - IDRD - MEDIA ARMONICA COTIZACIONES","19,00 %","$ 260.506.769,00","2022-04-26"]
[108055,"Juego Barco Cap: 30 niños 2 a 12 años BARCO ECOO","UN","MOBILIARIO PARQUES",null,"0,00 %","0,00"]
[108046,"Juego Barco gran escala 3 a 12 años Cap: 150 niños","UN","MOBILIARIO PARQUES","830057342 - ECCOLOGICA","19,00 %","$ 508.800.000,00","2019-03-19"]
[106013,"Juego Barco PirataIncluyente 2-8años Cap:14 niños","UN","MOBILIARIO PARQUES","860061089 - IDRD - PROYECCIÓN","19,00 %","$ 79.567.882,00","2023-03-30"]
[106008,"Juego Cabaña 2-6 Años Cap: 4 niños","UN","MOBILIARIO PARQUES","860061089 - IDRD - PROYECCIÓN","19,00 %","$ 30.324.679,00","2023-03-30"]
[106623,"Juego Carrusel 3-10 años Cap: 8 niños","UN","MOBILIARIO PARQUES","860061089 - IDRD - PROYECCIÓN","19,00 %","$ 27.097.225,00","2023-03-30"]
[106051,"Juego carrusel 5-12 años Cap: 8  niños","UN","MOBILIARIO PARQUES","555555555555 - IDRD - MEDIANA DE COTIZACIONES","19,00 %","$ 28.715.682,00","2022-04-28"]
[101253,"Juego carrusel Cap: 6 niños 3-8 años","UN","MOBILIARIO PARQUES","999999999999 - CIUDADES SL","19,00 %","$ 8.000.000,01","2019-03-19"]
[106019,"Juego Casa rodadero red manipular 2-6añosCap:11niñ","UN","MOBILIARIO PARQUES","860061089 - IDRD - PROYECCIÓN","19,00 %","$ 47.289.480,00","2023-03-30"]
[100574,"Juego casa, 1 a 5 años Cap: 8 niños","UN","MOBILIARIO PARQUES","555555555555 - IDRD - MEDIANA DE COTIZACIONES","19,00 %","$ 25.242.993,00","2022-04-28"]
[106799,"Juego Casita 2-6 Años Cap: 6 Niños","UN","MOBILIARIO PARQUES","652522222 - LOGISTICA Y DISTRIBUCIÓN","19,00 %","$ 20.600.000,00","2019-03-08"]
[109156,"Juego Casita muro escalada +2 años Cap14 niños P.N","UN","MOBILIARIO PARQUES","5898454121 - BALERCO  S.A.S.","19,00 %","$ 26.689.103,00","2023-03-14"]
[13080,"Juego Cinta de Equilibrio mas 6años Cap: 2 (suministro+instalacion)","UN","MOBILIARIO PARQUES","5898454121 - BALERCO  S.A.S.","19,00 %","$ 44.190.504,00","2023-03-09"]
[100607,"Juego circuito   3 a 14 años Cap: 10 niños","UN","MOBILIARIO PARQUES","8956232 - IDRD - MEDIA ARMONICA COTIZACIONES","19,00 %","$ 70.965.817,00","2022-04-28"]
[100546,"Juego circuito  mas de 3 años Cap: 35 niños","UN","MOBILIARIO PARQUES","8956232 - IDRD - MEDIA ARMONICA COTIZACIONES","19,00 %","$ 321.158.198,01","2022-04-26"]
[106790,"Juego Circuito Cap: 30 niños 1 a 12 años","UN","MOBILIARIO PARQUES","860061089 - IDRD - PROYECCIÓN","19,00 %","$ 96.372.101,00","2023-03-30"]
[100308,"Juego circuito destrezas mediano +6años Cap:17años","UN","MOBILIARIO PARQUES","5898454121 - BALERCO  S.A.S.","19,00 %","$ 137.559.730,01","2023-03-14"]
[100311,"Juego circuito destrezas multifunción +6años 31niñ","UN","MOBILIARIO PARQUES","5898454121 - BALERCO  S.A.S.","19,00 %","$ 301.105.097,00","2023-03-14"]
[100545,"Juego circuito mas de 3 años Cap: 99 niños","UN","MOBILIARIO PARQUES","3654542346456 - GRUPO AZLO - Parque Infantiles Colombian","19,00 %","$ 232.893.045,00","2019-01-09"]
[106829,"Juego circuito Muro, Escalar, Rodadero 2-6años Cap","UN","MOBILIARIO PARQUES","555555555555 - IDRD - MEDIANA DE COTIZACIONES","19,00 %","$ 94.595.223,00","2022-04-28"]
[109168,"Juego circuito obstáculos 5-12 años Cap: 36 niños","UN","MOBILIARIO PARQUES","555555555555 - IDRD - MEDIANA DE COTIZACIONES","19,00 %","$ 397.368.984,00","2022-04-28"]
[101603,"Juego circuito reto  5-12 años Cap:1-73 P.N","UN","MOBILIARIO PARQUES","830065750 - ELECTROEQUIPOS","19,00 %","$ 1.410.138.809,00","2019-03-20"]
[100548,"Juego circuito, 3 a 5 años Cap: 18 niños","UN","MOBILIARIO PARQUES",null,"0,00 %","0,00"]
[100550,"Juego circuito, 3 a 5 años Cap: 18 niños","UN","MOBILIARIO PARQUES",null,"0,00 %","0,00"]
[100559,"Juego circuito, 5 a 12 años Cap: 16 niños","UN","MOBILIARIO PARQUES","555555555555 - IDRD - MEDIANA DE COTIZACIONES","19,00 %","$ 91.629.506,00","2022-04-28"]
[101237,"Juego Columpio  3 a 14 años Cap: 4 niños","UN","MOBILIARIO PARQUES","8956232 - IDRD - MEDIA ARMONICA COTIZACIONES","19,00 %","$ 37.281.037,00","2022-04-28"]
[109173,"Juego columpio 3-14 años Cap:4 niños P.N","UN","MOBILIARIO PARQUES",null,"0,00 %","0,00"]
[101018,"Juego columpio cesta 3-14 años Cap: 4 niños","UN","MOBILIARIO PARQUES","860061089 - IDRD - PROYECCIÓN","19,00 %","$ 24.295.511,00","2023-03-29"]
[101262,"Juego columpio cesta madera","UN","MOBILIARIO PARQUES","555555555555 - IDRD - MEDIANA DE COTIZACIONES","19,00 %","$ 25.161.761,01","2022-04-28"]
[100975,"Juego columpio cesta rotomoldeado 3-12años Cap:5ni","UN","MOBILIARIO PARQUES","5898454121 - BALERCO  S.A.S.","19,00 %","$ 25.196.901,00","2023-03-14"]
[101230,"Juego columpio cesta rotomoldeado 6-12 años Cap: 5","UN","MOBILIARIO PARQUES","555555555555 - IDRD - MEDIANA DE COTIZACIONES","19,00 %","$ 18.190.126,00","2022-04-28"]
[101121,"Juego Columpio doble adapt 3-14 años Cap2 P.N","UN","MOBILIARIO PARQUES","860061089 - IDRD - PROYECCIÓN","19,00 %","$ 18.131.841,00","2023-03-29"]
[109144,"Juego columpio doble tipo arnes  4-12 años Cap:2ni","UN","MOBILIARIO PARQUES","555555555555 - IDRD - MEDIANA DE COTIZACIONES","19,00 %","$ 18.013.302,00","2022-04-28"]
[101519,"Juego columpio familiar con asiento doble Cap: 6 u","UN","MOBILIARIO PARQUES","8956232 - IDRD - MEDIA ARMONICA COTIZACIONES","19,00 %","$ 21.586.935,00","2022-04-26"]
[108259,"Juego columpio Hexagonal 3-14 años Cap:6 niños","UN","MOBILIARIO URBANO Y SEÑALIZAC.","8956232 - IDRD - MEDIA ARMONICA COTIZACIONES","19,00 %","$ 56.046.050,00","2022-04-26"]
[109160,"Juego columpio Hexagonal 3-14 años Cap:6 niños P.N","UN","MOBILIARIO PARQUES","900513667 - AMBIENTE URBANO","19,00 %","$ 37.272.500,00","2019-03-19"]
[101570,"Juego columpio hexagonal 5-12 años Cap:6 niños","UN","MOBILIARIO PARQUES","8956232 - IDRD - MEDIA ARMONICA COTIZACIONES","19,00 %","$ 32.946.264,01","2022-04-26"]
[109150,"Juego columpio multiple 1-12 años Cap: 11 niños","UN","MOBILIARIO PARQUES","555555555555 - IDRD - MEDIANA DE COTIZACIONES","19,00 %","$ 80.803.206,00","2022-04-28"]
[109148,"Juego columpio multiple 1-12 Años Cap: 4 niños","UN","MOBILIARIO PARQUES","8956232 - IDRD - MEDIA ARMONICA COTIZACIONES","19,00 %","$ 15.358.195,00","2022-04-26"]
[109163,"Juego columpio multiple 1-12 Años Cap: 4 niños","UN","MOBILIARIO URBANO Y SEÑALIZAC.",null,"0,00 %","0,00"]
[101518,"Juego columpio multiple 3-12 años Cap: 2 niños","UN","MOBILIARIO PARQUES","8956232 - IDRD - MEDIA ARMONICA COTIZACIONES","19,00 %","$ 17.452.866,00","2022-04-28"]
[101521,"Juego columpio multiple 3-12 años Cap: 6 niños","UN","MOBILIARIO PARQUES","8956232 - IDRD - MEDIA ARMONICA COTIZACIONES","19,00 %","$ 11.599.740,00","2022-04-26"]
[106849,"JUEGO COLUMPIO MULTIPLE 9 U(2+añosCap:9 niñosH=2.6","UN","MOBILIARIO URBANO Y SEÑALIZAC.","5898454121 - BALERCO  S.A.S.","19,00 %","$ 95.628.847,00","2023-03-14"]
[108101,"JUEGO COLUMPIO MULTIPLE 9U 1+añosCap:9 niños P.N","UN","MOBILIARIO URBANO Y SEÑALIZAC.","5898454121 - BALERCO  S.A.S.","19,00 %","$ 61.681.837,00","2019-03-20"]
[109149,"Juego columpio pentagono Mas de 3 años Cap: 5 niño","UN","MOBILIARIO PARQUES","8956232 - IDRD - MEDIA ARMONICA COTIZACIONES","19,00 %","$ 38.878.844,00","2022-04-26"]
[108569,"Juego columpio tradicional combinado 3-14año","UN","MOBILIARIO URBANO Y SEÑALIZAC.","900513667 - AMBIENTE URBANO","19,00 %","$ 22.118.768,00","2019-12-03"]
[109147,"Juego columpio tradicional combinado 3-14año Cap4","UN","MOBILIARIO PARQUES","8956232 - IDRD - MEDIA ARMONICA COTIZACIONES","19,00 %","$ 25.188.912,00","2022-04-26"]
[101292,"Juego columpio tradicional combinado 4-12 años Cap","UN","MOBILIARIO PARQUES","8956232 - IDRD - MEDIA ARMONICA COTIZACIONES","19,00 %","$ 32.252.017,00","2022-04-26"]
[108425,"Juego columpio tradicional mas de 3 años Cap:2 niñ","UN","MOBILIARIO PARQUES","8956232 - IDRD - MEDIA ARMONICA COTIZACIONES","19,00 %","$ 10.488.449,00","2022-04-26"]
[105173,"JUEGO COLUMPIO/IDRD NIÑOS(6-12 AÑOS)Su+Tra","UN","MOBILIARIO URBANO Y SEÑALIZAC.",null,"0,00 %","0,00"]
[107459,"Juego cuerdas escalada Incl nodo poliamida 2-12año","UN","MOBILIARIO URBANO Y SEÑALIZAC.","5898454121 - BALERCO  S.A.S.","19,00 %","$ 10.296.196,00","2023-03-21"]
[101933,"Juego cuerdas gran escala Bote 5-12años Cap:362 ni","UN","MOBILIARIO PARQUES","900513667 - AMBIENTE URBANO","19,00 %","$ 603.778.000,00","2019-05-20"]
[102032,"Juego cuerdas gran escala colina 5-12años Cap: 105","UN","MOBILIARIO PARQUES","900513667 - AMBIENTE URBANO","19,00 %","$ 571.308.653,00","2019-05-29"]
[106017,"Juego cuerdas piramidal 5-12añosCap:25niñosH=3,10m","UN","MOBILIARIO PARQUES","860061089 - IDRD - PROYECCIÓN","19,00 %","$ 62.457.658,00","2023-03-30"]
[100312,"Juego cuerdas piramidal 5-12añosCap:43niñosH=3,90m","UN","MOBILIARIO PARQUES","5898454121 - BALERCO  S.A.S.","19,00 %","$ 198.681.933,00","2023-03-14"]
[106771,"JUEGO DE 3 DPS DISPOS. PROTECCIÓN SOBRETENS.15KVA","UN","APARATOS ELECTRICOS","8956232 - IDRD - MEDIA ARMONICA COTIZACIONES","19,00 %","$ 602.457,00","2019-09-30"]
[107836,"JUEGO DE 4 RUEDAS DE 4\". IMSA","UN","EQUIPOS PARA COCINA",null,"0,00 %","0,00"]
[103031,"Juego de aros Baloncesto (sumin+Transporte) **","UN","MOBILIARIO URBANO Y SEÑALIZAC.","860061089 - IDRD - PROYECCIÓN","19,00 %","$ 267.521,00","2023-03-29"]
[106702,"Juego de balanceo y rotación 6-12 años Cap:2niños","UN","MOBILIARIO PARQUES","5898454121 - BALERCO  S.A.S.","19,00 %","$ 45.490.851,00","2023-03-14"]
[12847,"JUEGO DE BROCAS SDS PLUS JGO.10 PZS.","JGO","FERRETERIA Y HERRAMIENTAS","860061089 - IDRD - PROYECCIÓN","19,00 %","$ 63.900,00","2022-01-29"]
[100355,"Juego de cuerdas estrella 2 a 6 años Cap: 21 niños","UN","MOBILIARIO PARQUES","5898454121 - BALERCO  S.A.S.","19,00 %","$ 255.956.289,00","2023-03-14"]
[108121,"Juego de muelle nave espacial Cap1 de 2 + años N.P","UN","MOBILIARIO URBANO Y SEÑALIZAC.","5898454121 - BALERCO  S.A.S.","19,00 %","$ 5.100.827,00","2019-03-20"]
[108108,"Juego de muelle nave paneles laterales espacialP.N","UN","MOBILIARIO URBANO Y SEÑALIZAC.","5898454121 - BALERCO  S.A.S.","19,00 %","$ 7.009.050,00","2019-03-20"]
[13075,"Juego de Obstáculo en Tunel mas 8años Cap: 1 (suministro+instalacion)","UN","MOBILIARIO PARQUES","5898454121 - BALERCO  S.A.S.","19,00 %","$ 27.925.499,00","2023-03-21"]
[104931,"jUEGO DE PASAMANOS DE 1 1/2\"","UN","EQUIPOS ESPECIALES",null,"0,00 %","0,00"]
[12997,"Juego de ratchet en milímetros 1/4","UN","FERRETERIA Y HERRAMIENTAS","860061089 - IDRD - PROYECCIÓN","19,00 %","$ 81.067,00","2022-01-27"]
[101273,"Juego de rotación Cap 4 niños de 8+ años","UN","MOBILIARIO URBANO Y SEÑALIZAC.","5898454121 - BALERCO  S.A.S.","19,00 %","$ 49.541.115,01","2023-03-14"]
[106138,"Juego de rotación Cap 4 niños de 8+ años P.N","UN","MOBILIARIO URBANO Y SEÑALIZAC.","5898454121 - BALERCO  S.A.S.","19,00 %","$ 25.500.000,00","2019-03-20"]
[109152,"Juego de rotación Carrusel Cap 6 niños 3+ años P.N","UN","MOBILIARIO PARQUES","860061089 - IDRD - PROYECCIÓN","19,00 %","$ 18.607.933,00","2022-01-30"]
[101267,"Juego de rotación Carrusel Cap 6 niños de 3+ años","UN","MOBILIARIO URBANO Y SEÑALIZAC.","555555555555 - IDRD - MEDIANA DE COTIZACIONES","19,00 %","$ 51.765.398,00","2022-04-28"]
[2475,"JUEGO DE RUEDAS PARA ANDAMIO(4)","SMN","EQUIPO ALQUILER Y MAQUINARIA",null,"0,00 %","0,00"]
[12841,"JUEGO DE SIERRAS DE COPA MULTIPLE PARA MADERA","JGO","FERRETERIA Y HERRAMIENTAS","860061089 - IDRD - PROYECCIÓN","19,00 %","$ 37.027,00","2022-01-29"]
[109151,"Juego de traslación Doble Cap 2 niños de +6año P.N","UN","MOBILIARIO PARQUES","5898454121 - BALERCO  S.A.S.","19,00 %","$ 141.477.625,00","2019-03-20"]
[102761,"JUEGO DESTORNILLADORES PRECISIÓN 14 EN1 CPPH148 RE","JGO","HERRAMIENTA","860061089 - IDRD - PROYECCIÓN","19,00 %","$ 47.603,00","2022-01-31"]
[10778,"JUEGO DESTREZA MURO DE ESCALADA EDAD 6-14 AÑOS CAP 15 USUARIOS (suministro+instalación)","UN","MOBILIARIO PARQUES","5898454121 - BALERCO  S.A.S.","19,00 %","$ 103.384.940,00","2022-10-26"]
[10777,"JUEGO DESTREZAS IXO MURO DE ESCALAR EQUILIBRIO DESLIZADERO TUBO EDAD 6-14 AÑOS CAP 14 USUARIOS (sumi","UN","MOBILIARIO PARQUES","5898454121 - BALERCO  S.A.S.","19,00 %","$ 93.615.732,00","2022-10-25"]
[10768,"JUEGO DIABOLO RED ESCALERA MURO DE ESCALAR EDAD 2 A 12 AÑOS CAP 18 USUARIOS (suministro+instalación)","UN","MOBILIARIO PARQUES","5898454121 - BALERCO  S.A.S.","19,00 %","$ 69.737.393,88","2022-10-25"]
[100152,"Juego dinamicoTobogan trepa-escala 5-13año 30niños","UN","MOBILIARIO PARQUES","8956232 - IDRD - MEDIA ARMONICA COTIZACIONES","19,00 %","$ 131.927.025,00","2022-04-26"]
[10773,"JUEGO DOS TORRES DOBLE DESLIZADERO RED MUROS DE ESCALAR EDAD 2-12 AÑOS CAP 27 USUARIOS (suministro+i","UN","MOBILIARIO PARQUES","5898454121 - BALERCO  S.A.S.","19,00 %","$ 116.914.241,01","2022-10-25"]
[101569,"Juego electronic accesible 360 2-12 añosCap:4p P.N","UN","MOBILIARIO PARQUES","830065750 - ELECTROEQUIPOS","19,00 %","$ 442.198.962,00","2019-03-20"]
[104183,"JUEGO EN MADERA -1 CASETA-20 NIÑOS","UN","MOBILIARIO URBANO Y SEÑALIZAC.",null,"0,00 %","0,00"]
[104184,"JUEGO EN MADERA -2 CASETA-35 NIÑOS","UN","MOBILIARIO URBANO Y SEÑALIZAC.",null,"0,00 %","0,00"]
[100539,"Juego escalador deslizadero 3 a 12 niños 11 niños","UN","MOBILIARIO PARQUES","555555555555 - IDRD - MEDIANA DE COTIZACIONES","19,00 %","$ 79.912.452,00","2022-04-28"]
[106004,"Juego escalar, trepar plataforma:4-14AñosCap:6niño","UN","MOBILIARIO PARQUES","860061089 - IDRD - PROYECCIÓN","19,00 %","$ 36.138.614,00","2023-03-30"]
[12920,"JUEGO ESTRUCTURA 4 TORRES PASADIZO, TIROLINA TUBO DESLIZADERO ACERO INOX MURO MURO PARA ESCALER ","UN","MOBILIARIO URBANO Y SEÑALIZAC.",null,"0,00 %","0,00"]
[13079,"Juego Estructura Trepa mas 6años Cap: 7 (suministro+instalacion)","UN","MOBILIARIO PARQUES","860061089 - IDRD - PROYECCIÓN","19,00 %","$ 69.692.084,00","2023-03-30"]
[101270,"Juego Excavadora arena 2+años Cap1 niño","UN","MOBILIARIO PARQUES","5898454121 - BALERCO  S.A.S.","19,00 %","$ 25.346.121,01","2023-03-14"]
[109155,"Juego Excavadora arena 2+años Cap1 niño P.N","UN","MOBILIARIO PARQUES","5898454121 - BALERCO  S.A.S.","19,00 %","$ 14.951.450,00","2019-03-20"]
[102762,"JUEGO FORMONES 3UND REF 16-125LA","JGO","HERRAMIENTA","860061089 - IDRD - PROYECCIÓN","19,00 %","$ 62.264,00","2022-01-31"]
[106005,"Juego Funcion Multiple 5-12 Años Cap: 11 niños","UN","MOBILIARIO PARQUES","860061089 - IDRD - PROYECCIÓN","19,00 %","$ 63.868.302,00","2023-03-30"]
[106006,"Juego Funcion Multiple Rodadero, 3-12 AñosCap12niñ","UN","MOBILIARIO PARQUES","5898454121 - BALERCO  S.A.S.","19,00 %","$ 63.866.256,00","2023-03-14"]
[10776,"JUEGO GRAN ESCALA BIIBOX TIROLESA, MUELLE, DELIZADERO MURO DE ESCALAR ELEMENTO ROTACION PUENTE COLGA","UN","MOBILIARIO PARQUES","5898454121 - BALERCO  S.A.S.","19,00 %","$ 483.066.306,00","2022-10-25"]
[100575,"Juego gran escala circuito 3a5 años cap: 61 niños","UN","MOBILIARIO PARQUES","555555555555 - IDRD - MEDIANA DE COTIZACIONES","19,00 %","$ 596.957.187,00","2022-04-28"]
[108050,"Juego gran escala incluyente funcion multiple 3-5","UN","MOBILIARIO PARQUES","830057342 - ECCOLOGICA","19,00 %","$ 110.567.550,00","2019-03-13"]
[108049,"Juego gran escala incluyente funcionmultip 3-12PN","UN","MOBILIARIO PARQUES","830057342 - ECCOLOGICA","19,00 %","$ 266.182.080,00","2019-03-13"]
[108047,"Juego gran escala torre circuito 1a12 años Cap:80","UN","MOBILIARIO PARQUES","830057342 - ECCOLOGICA","19,00 %","$ 626.840.767,00","2019-03-19"]
[102033,"Juego gran escala torre circuito 3-12 años Cap:80niños EXCLUSIVO PARQUE DE LOS NIÑOS","UN","MOBILIARIO PARQUES","830057342 - ECCOLOGICA","19,00 %","$ 291.951.935,99","2019-05-29"]
[101517,"Juego granescala torre circuito 1-12 añoCap:80 P.N","UN","MOBILIARIO PARQUES","830057342 - ECCOLOGICA","19,00 %","$ 626.840.766,00","2019-03-13"]
[100151,"Juego Inclusivo toboganmusicalconzonadesobra cap25","UN","MOBILIARIO PARQUES","555555555555 - IDRD - MEDIANA DE COTIZACIONES","19,00 %","$ 237.422.231,00","2022-04-28"]
[106704,"Juego incluyente Pasadizo 2-12 años Cap: 33 niños","UN","MOBILIARIO PARQUES","5898454121 - BALERCO  S.A.S.","19,00 %","$ 264.460.873,00","2023-03-14"]
[101238,"Juego Infantil 2 a 5 años Cap: 6 niños","UN","MOBILIARIO PARQUES","900470679 - Escenarios Deportivos S.A.S.","19,00 %","$ 20.548.351,00","2019-03-13"]
[101509,"Juego infantil columpio Modulo M-5 (Sumin)**","UN","OTROS PREFABRICADOS","860061089 - IDRD - PROYECCIÓN","19,00 %","$ 2.049.660,00","2023-03-29"]
[100537,"Juego infantil columpio Modulo M-5A (Sumin+Transp)","UN","OTROS PREFABRICADOS",null,"0,00 %","0,00"]
[103786,"JUEGO INFANTIL EN MADERA(pino patula inmuniz)","UN","MOBILIARIO URBANO Y SEÑALIZAC.","860061089 - IDRD - PROYECCIÓN","19,00 %","$ 4.878.772,00","2023-03-24"]
[100395,"Juego infantil Modulo M-3 (Sumin) **","UN","MOBILIARIO PARQUES","8956232 - IDRD - MEDIA ARMONICA COTIZACIONES","19,00 %","$ 7.687.693,00","2023-03-29"]
[100396,"Juego infantil Modulo M-3A (Sumin) **","UN","MOBILIARIO PARQUES","860061089 - IDRD - PROYECCIÓN","19,00 %","$ 6.013.826,00","2023-03-29"]
[100408,"Juego infantil Modulo M-6 Zonal (Suministro) **","UN","OTROS PREFABRICADOS",null,"0,00 %","0,00"]
[100409,"Juego infantil Modulo M-7 (Suministro) **","UN","OTROS PREFABRICADOS",null,"0,00 %","0,00"]
[100410,"Juego infantil Modulo M-8 (Suministro) **","UN","OTROS PREFABRICADOS",null,"0,00 %","0,00"]
[100457,"Juego infantil Modulo madera (Sumin e inst) **","UN","OTROS PREFABRICADOS",null,"0,00 %","0,00"]
[106456,"Juego Infantil Módulo Triki (Sum+trnasporte)","UN","MOBILIARIO PARQUES",null,"0,00 %","0,00"]
[10757,"JUEGO INTERACTIVO DE REALIDAD AUMENTADA BUSCA Y ENCUENTRA","UN","MOBILIARIO URBANO Y SEÑALIZAC.","901145966 - MDO GROUP SAS","19,00 %","$ 219.941.453,00","2022-09-08"]
[10755,"JUEGO INTERACTIVO DE REALIDAD AUMENTADA EL CIRCUITO ","UN","MOBILIARIO URBANO Y SEÑALIZAC.","901145966 - MDO GROUP SAS","19,00 %","$ 193.532.080,00","2022-09-08"]
[10756,"JUEGO INTERACTIVO DE REALIDAD AUMENTADA LAS CARRERAS","UN","MOBILIARIO URBANO Y SEÑALIZAC.","901145966 - MDO GROUP SAS","19,00 %","$ 212.555.718,00","2022-09-08"]
[10774,"JUEGO KANOPE DESLIZADERO TIPO KAYAK ESCALERA COLGANTE H=5,20 MTS EDAD 3- 12 AÑOS CAP 24 USUARIOS (su","UN","MOBILIARIO PARQUES","5898454121 - BALERCO  S.A.S.","19,00 %","$ 268.793.814,00","2022-10-25"]
[10775,"JUEGO KANOPE DESLIZADERO TIPO KAYAK ESCALERA COLGANTE H=5,20 MTS EDAD 3- 12 AÑOS CAP 24 USUARIOS (su","UN","MOBILIARIO PARQUES","5898454121 - BALERCO  S.A.S.","19,00 %","$ 614.827.636,00","2022-10-25"]
[102763,"JUEGO LLAVE B/FIJA 8 PIEZAS 6-22 MM REF 86-072","JGO","HERRAMIENTA","860061089 - IDRD - PROYECCIÓN","19,00 %","$ 125.582,00","2022-01-31"]
[102764,"JUEGO LLAVES TORX 8 PIEZAS REF 69-266","JGO","HERRAMIENTA","860061089 - IDRD - PROYECCIÓN","19,00 %","$ 62.116,00","2022-01-31"]
[109154,"Juego manipulacion elemento natural arena 2-12 P.N","UN","MOBILIARIO PARQUES","5898454121 - BALERCO  S.A.S.","19,00 %","$ 61.959.950,00","2019-03-20"]
[109153,"Juego Metropolis Cap 25 niños de 2+ años P.N","UN","MOBILIARIO PARQUES","5898454121 - BALERCO  S.A.S.","19,00 %","$ 112.524.149,00","2019-03-20"]
[100611,"Juego modular giro 3 a 14 años Cap: 10 niños","UN","MOBILIARIO PARQUES","555555555555 - IDRD - MEDIANA DE COTIZACIONES","19,00 %","$ 35.878.872,01","2022-04-26"]
[100124,"Juego Modular Tobogan doble botones 5-12año cap45n","UN","MOBILIARIO PARQUES","830065750 - ELECTROEQUIPOS","19,00 %","$ 120.398.849,00","2021-10-04"]
[100154,"Juego Modular tobogan pasamanos  5-12año Cap:30niñ","UN","MOBILIARIO PARQUES","8956232 - IDRD - MEDIA ARMONICA COTIZACIONES","19,00 %","$ 88.230.669,00","2022-04-26"]
[100153,"Juego Modular Tobogan Trepador  5-12años Cap:80niñ","UN","MOBILIARIO PARQUES","830065750 - ELECTROEQUIPOS","19,00 %","$ 177.106.529,00","2021-10-19"]
[100306,"Juego Modulartobogan columpio pasam 5-12 Cap35","UN","MOBILIARIO PARQUES","8956232 - IDRD - MEDIA ARMONICA COTIZACIONES","19,00 %","$ 109.094.611,00","2022-04-26"]
[108106,"Juego Muelle 2 + años Capacidad:6 niños","UN","MOBILIARIO URBANO Y SEÑALIZAC.","5898454121 - BALERCO  S.A.S.","19,00 %","$ 12.538.005,01","2019-12-04"]
[100831,"Juego Muelle 2 + años Capacidad:6 niños","UN","MOBILIARIO URBANO Y SEÑALIZAC.","5898454121 - BALERCO  S.A.S.","19,00 %","$ 21.313.385,00","2023-03-14"]
[106054,"Juego Muelle Balancin sextuple 5-12 años Cap:6","UN","MOBILIARIO URBANO Y SEÑALIZAC.","860061089 - IDRD - PROYECCIÓN","19,00 %","$ 39.359.180,00","2023-03-30"]
[10782,"JUEGO MUELLE BARCO VIKINGO EDAD 1-12 AÑOS CAP 8 USUARIOS (suministro+instalación)","UN","MOBILIARIO PARQUES","CONCENTRICA SOLUCIONES DE INGENIERIA SAS","19,00 %","$ 51.421.655,00","2023-03-06"]
[10674,"JUEGO MUELLE DOBLE TOPE AMORTIGUANTE EDAD 5-12 AÑOS CAP 2 USUARIOS","UN","MOBILIARIO PARQUES","CONCENTRICA SOLUCIONES DE INGENIERIA SAS","19,00 %","$ 28.757.957,00","2023-03-06"]
[13112,"Juego Muelle Inclusivo Tortuga (suministro+instalacion) Desde 2 años Cap 1 niño","UN","MOBILIARIO PARQUES","5898454121 - BALERCO  S.A.S.","19,00 %","$ 10.083.024,00","2023-03-21"]
[100131,"Juego Muelle Panel Lateral forma animal Cap:2niños","UN","MOBILIARIO PARQUES","8956232 - IDRD - MEDIA ARMONICA COTIZACIONES","19,00 %","$ 9.950.493,00","2022-04-28"]
[101220,"Juego Muelle panel lateral forma ludica 3a12años C","UN","MOBILIARIO PARQUES","555555555555 - IDRD - MEDIANA DE COTIZACIONES","19,00 %","$ 6.419.000,00","2022-04-28"]
[100984,"Juego Muelle Panel Lateral forma transporte Cap:2n","UN","MOBILIARIO PARQUES","8956232 - IDRD - MEDIA ARMONICA COTIZACIONES","19,00 %","$ 9.578.857,00","2022-04-26"]
[101019,"Juego Muelle panel lateral ludicas mas 2años 2niño","UN","MOBILIARIO PARQUES","860061089 - IDRD - PROYECCIÓN","19,00 %","$ 10.055.956,00","2023-03-29"]
[101054,"Juego Muelle Panel Lateral Medios Transpor 2a6cap2","UN","MOBILIARIO PARQUES","8956232 - IDRD - MEDIA ARMONICA COTIZACIONES","19,00 %","$ 11.018.193,01","2022-04-26"]
[101020,"Juego Muelle panel lateral trans mas 3años Cap:7añ","UN","MOBILIARIO PARQUES","860061089 - IDRD - PROYECCIÓN","19,00 %","$ 12.515.158,01","2023-03-29"]
[100532,"Juego multifuncion escalardeslizar 3-12años Cap:24","UN","MOBILIARIO PARQUES","8956232 - IDRD - MEDIA ARMONICA COTIZACIONES","19,00 %","$ 194.190.934,00","2022-04-28"]
[100365,"Juego multifuncional primera infancia 1-8Año 12niñ","UN","MOBILIARIO PARQUES","860061089 - IDRD - PROYECCIÓN","19,00 %","$ 70.686.281,01","2023-03-29"]
[106708,"juego Multifuncional primerainfancia0-3añoCap:25ni","UN","MOBILIARIO PARQUES","555555555555 - IDRD - MEDIANA DE COTIZACIONES","19,00 %","$ 116.040.598,00","2022-04-28"]
[101576,"Juego muro electronico 2-12 años Cap:4 niños P.N","UN","MOBILIARIO PARQUES","830065750 - ELECTROEQUIPOS","19,00 %","$ 654.159.374,00","2019-03-20"]
[106003,"Juego muro escalar trepar deslizar:2-8AñosCap:5niñ","UN","MOBILIARIO PARQUES","860061089 - IDRD - PROYECCIÓN","19,00 %","$ 57.556.149,01","2023-03-30"]
[13114,"Juego Musical Inclusivo Tambores (suministro+instalacion) Desde 2 años Cap max 2 niños","UN","MOBILIARIO PARQUES","5898454121 - BALERCO  S.A.S.","19,00 %","$ 25.132.949,00","2023-03-08"]
[13113,"Juego Musical Inclusivo Xilofono (suministro+instalacion) Desde 2 años Cap máx 2 niños","UN","MOBILIARIO PARQUES","5898454121 - BALERCO  S.A.S.","19,00 %","$ 29.119.261,00","2023-03-21"]
[13077,"Juego Ondas de Equilibrio mas 6años Cap: 4 (suministro+instalacion)","UN","MOBILIARIO PARQUES","5898454121 - BALERCO  S.A.S.","19,00 %","$ 45.064.508,00","2023-03-09"]
[13069,"Juego Panel de Escalada Inclinado +8años Cap:2 (suministro+instalacion)","UN","MOBILIARIO PARQUES","5898454121 - BALERCO  S.A.S.","19,00 %","$ 38.157.743,00","2023-03-21"]
[10675,"JUEGO PANEL MUSICAL PIANO EDAD 1-7 AÑOS CAP 1 USUARIO","UN","MOBILIARIO PARQUES","CONCENTRICA SOLUCIONES DE INGENIERIA SAS","19,00 %","$ 42.811.619,00","2023-03-06"]
[101516,"Juego Panel sensorial Pared de ritmo 2-12 años P.N","UN","MOBILIARIO PARQUES","830065750 - ELECTROEQUIPOS","19,00 %","$ 122.948.278,00","2019-03-20"]
[13071,"Juego Paneles de Salto mas 8años Cap: 1 (suministro+instalacion)","UN","MOBILIARIO PARQUES","5898454121 - BALERCO  S.A.S.","19,00 %","$ 58.025.350,00","2023-03-09"]
[109172,"Juego parque trampolines NacionalZonaABC(Dis+su PN","M2","MOBILIARIO PARQUES",null,"0,00 %","0,00"]
[13076,"Juego Pasalera Tambaleante mas 6años Cap: 1 (suministro+instalacion)","UN","MOBILIARIO PARQUES","5898454121 - BALERCO  S.A.S.","19,00 %","$ 22.383.034,00","2023-03-21"]
[102642,"Juego Pasamanos Recto Completo(sum+Transporte) **","UN","PREFABRICADOS CONCRETO","860061089 - IDRD - PROYECCIÓN","19,00 %","$ 749.817,00","2023-03-29"]
[107346,"Juego piezas de escalada 2 a 12 años","UN","MOBILIARIO URBANO Y SEÑALIZAC.","5898454121 - BALERCO  S.A.S.","19,00 %","$ 149.220,00","2023-03-21"]
[3786,"JUEGO POLEAS ANTENAYA","UN","EQUIPO ALQUILER Y MAQUINARIA",null,"0,00 %","0,00"]
[13070,"Juego Postes Balanceantes mas 6años Cap: 1 (suministro+instalacion)","UN","MOBILIARIO PARQUES","5898454121 - BALERCO  S.A.S.","19,00 %","$ 8.825.310,00","2023-03-09"]
[100683,"Juego primera infancia   2 a 5 años Cap: 45 niños","UN","MOBILIARIO PARQUES","555555555555 - IDRD - MEDIANA DE COTIZACIONES","19,00 %","$ 435.731.023,00","2022-04-28"]
[10673,"JUEGO PRIMERA INFANCIA CASITA MUSICAL EDAD 1-8 AÑOS CAP 10 USUARIOS","UN","MOBILIARIO PARQUES","CONCENTRICA SOLUCIONES DE INGENIERIA SAS","19,00 %","$ 49.057.691,00","2023-03-06"]
[10767,"JUEGO PRIMERA INFANCIA DOS TORRES DESLIZADERO ESCALERA PANELES LUDICOS EDAD 0,5- 6 AÑOS CAP 12 USUAR","UN","MOBILIARIO PARQUES","5898454121 - BALERCO  S.A.S.","19,00 %","$ 71.143.035,01","2022-10-25"]
[10769,"JUEGO PRIMERA INFANCIA MURO INTERACTIVO DESLIZADERO EDAD 0,5-6 AÑOS CAP 12 USUARIOS (suministro+inst","UN","MOBILIARIO PARQUES","5898454121 - BALERCO  S.A.S.","19,00 %","$ 66.890.969,81","2022-10-25"]
[100655,"Juego primera infancia pasadizo 0-6 años Cap:6niño","UN","MOBILIARIO PARQUES","8956232 - IDRD - MEDIA ARMONICA COTIZACIONES","19,00 %","$ 56.175.836,00","2022-04-28"]
[10771,"JUEGO PUENTE COLGANTE DOBLE DESLIZADERO PUENTE RAMPA MURO DE ESCALAR RED DE TREPA EDAD 3- 12 AÑOS CA","UN","MOBILIARIO PARQUES","5898454121 - BALERCO  S.A.S.","19,00 %","$ 133.746.798,00","2022-10-25"]
[100316,"Juego red araña 6-12 años Cap: 11 niños","UN","MOBILIARIO PARQUES","5898454121 - BALERCO  S.A.S.","19,00 %","$ 221.725.363,00","2023-03-14"]
[108042,"Juego red carrusel 5 a 12 años Cap: 40 niños","UN","MOBILIARIO PARQUES",null,"0,00 %","0,00"]
[100602,"Juego red conica 3 a 12 años Cap: 12 niños","UN","MOBILIARIO PARQUES","8956232 - IDRD - MEDIA ARMONICA COTIZACIONES","19,00 %","$ 67.937.677,00","2022-04-26"]
[101302,"Juego red cónica 3 a 12 años Cap: 7 niños","UN","MOBILIARIO PARQUES","830057342 - ECCOLOGICA","19,00 %","$ 42.392.835,00","2019-04-01"]
[100487,"Juego red estacion de giros, 5-12 años Cap:37niños","UN","MOBILIARIO PARQUES","555555555555 - IDRD - MEDIANA DE COTIZACIONES","19,00 %","$ 104.455.582,00","2022-04-26"]
[101914,"JUEGO RED GRAN ESCALA TOBOGAN TORRE 9,2 MTS CAP 94","UN","MOBILIARIO PARQUES","5898454121 - BALERCO  S.A.S.","19,00 %","$ 736.796.736,00","2019-05-17"]
[105714,"JUEGO RODAMIENTOS 12.0HP (Motor Electrico3600","UN","INST. HIDRAUL/SANIT. Y LAMINAS",null,"0,00 %","0,00"]
[105712,"JUEGO RODAMIENTOS 2.4 A 5.0 HP(Motor Electrico3600","UN","INST. HIDRAUL/SANIT. Y LAMINAS",null,"0,00 %","0,00"]
[105715,"JUEGO RODAMIENTOS 20 HP (Motor Electrico3600","UN","INST. HIDRAUL/SANIT. Y LAMINAS",null,"0,00 %","0,00"]
[105713,"JUEGO RODAMIENTOS 7.5HP (Motor Electrico3600","UN","INST. HIDRAUL/SANIT. Y LAMINAS",null,"0,00 %","0,00"]
[101497,"JUEGO ROTACION  2 USUARIOS ALTURA 3,4","UN","MOBILIARIO URBANO Y SEÑALIZAC.","830057342 - ECCOLOGICA","19,00 %","$ 30.447.360,00","2019-04-04"]
[106848,"JUEGO ROTACION  4 USUARIOS ALTURA 2.350","UN","MOBILIARIO URBANO Y SEÑALIZAC.","555555555555 - IDRD - MEDIANA DE COTIZACIONES","19,00 %","$ 58.893.548,00","2022-04-28"]
[12975,"JUEGO ROTACIÓN GYROSPEED CAP 8 USUARIOS 3-12 AÑOS ","UN","MOBILIARIO URBANO Y SEÑALIZAC.",null,"0,00 %","0,00"]
[12976,"JUEGO ROTACIÓN INCLUYENTE CAP 6 USUARIOS 2-12 AÑOS ","UN","MOBILIARIO URBANO Y SEÑALIZAC.",null,"0,00 %","0,00"]
[100543,"Juego rotacion mas de 3 años Cap: 15 niños","UN","MOBILIARIO PARQUES","555555555555 - IDRD - MEDIANA DE COTIZACIONES","19,00 %","$ 52.131.343,00","2022-04-26"]
[12977,"JUEGO ROTACIÓN TULIPAN CAP 1 USUARIO 1-8 AÑOS ","UN","MOBILIARIO URBANO Y SEÑALIZAC.",null,"0,00 %","0,00"]
[105170,"JUEGO RUEDA SENC./IDRD NIÑOS(1-5 AÑOS)Sum+Transp","UN","MOBILIARIO URBANO Y SEÑALIZAC.",null,"0,00 %","0,00"]
[13072,"Juego Salto Vertical mas 6años Cap: 1 (suministro+instalacion)","UN","MOBILIARIO PARQUES","5898454121 - BALERCO  S.A.S.","19,00 %","$ 9.081.117,00","2023-03-21"]
[105275,"JUEGO SUBE Y BAJA  NIÑOS (6-12 AÑOS)Sum+trasnp","UN","MOBILIARIO PARQUES",null,"0,00 %","0,00"]
[105171,"JUEGO TAPETE GATEADOR/IDRD NIÑOS(1-5 AÑOS)Sum+Tran","UN","MOBILIARIO URBANO Y SEÑALIZAC.","555555555555 - IDRD - MEDIANA DE COTIZACIONES","19,00 %","$ 1.875.689,00","2022-05-06"]
[101926,"JUEGO TEMATICO BARCO MEDIANAESCALA 3-12AÑOS CAP25","UN","MOBILIARIO PARQUES","830057342 - ECCOLOGICA","19,00 %","$ 140.013.997,00","2019-05-20"]
[101269,"Juego tematico de gran escala barco mas 5 años Cap","UN","MOBILIARIO PARQUES","3654542346456 - GRUPO AZLO - Parque Infantiles Colombian","19,00 %","$ 127.056.776,00","2019-03-19"]
[108104,"Juego Tobogan cap 3 niños de 2+ años P.N","UN","MOBILIARIO URBANO Y SEÑALIZAC.","5898454121 - BALERCO  S.A.S.","19,00 %","$ 26.959.769,00","2019-03-20"]
[109164,"Juego Tobogan Curvo cap 3 niños de 2+ años","UN","MOBILIARIO URBANO Y SEÑALIZAC.","5898454121 - BALERCO  S.A.S.","19,00 %","$ 98.463.242,00","2023-03-14"]
[108102,"Juego Tobogan recto cap 4 niños de 2 + años","UN","MOBILIARIO URBANO Y SEÑALIZAC.","5898454121 - BALERCO  S.A.S.","19,00 %","$ 61.846.003,00","2019-03-20"]
[101523,"Juego Tobogan recto L=8m H=3.8m Polietileno rotomo","UN","MOBILIARIO PARQUES","5898454121 - BALERCO  S.A.S.","19,00 %","$ 61.846.003,00","2019-03-08"]
[108126,"Juego Tobogan Tubular 5 A 12 AÑOS Cap 7 niños","UN","MOBILIARIO URBANO Y SEÑALIZAC.","830057342 - ECCOLOGICA","19,00 %","$ 54.366.729,00","2019-03-20"]
[13074,"Juego Torre con Rampa de escalar mas 8años Cap: 4 (suministro+instalacion)","UN","MOBILIARIO PARQUES","5898454121 - BALERCO  S.A.S.","19,00 %","$ 72.116.003,00","2023-03-09"]
[13110,"Juego Torre deslizadero muro escalar tubo y red (suministro+instalacion) 3-12 años Cap 20 niños","UN","MOBILIARIO PARQUES","5898454121 - BALERCO  S.A.S.","19,00 %","$ 118.411.696,00","2023-03-21"]
[10770,"JUEGO TORRE DOBLE MURO DE ESCALAR DESLIZADERO TUBO PARA TREPAR ESCALERAS EDAD 3-12 AÑOS CAP 22 USUAR","UN","MOBILIARIO PARQUES","5898454121 - BALERCO  S.A.S.","19,00 %","$ 112.644.604,00","2022-10-25"]
[101293,"Juego Torre Metropolis Cap25niños  masde 2años PN","UN","MOBILIARIO PARQUES","5898454121 - BALERCO  S.A.S.","19,00 %","$ 527.598.225,00","2019-03-20"]
[100432,"Juego torre trepardeslizarsemanipular 3-14año12ni","UN","MOBILIARIO PARQUES","555555555555 - IDRD - MEDIANA DE COTIZACIONES","19,00 %","$ 278.099.395,00","2022-04-28"]
[10672,"JUEGO TORRE TRES DESLIZADERO PANELES LUDICOS EDAD 3-12 AÑOS CAP 10 USUARIOS (suministro+instalación)","UN","MOBILIARIO PARQUES","CONCENTRICA SOLUCIONES DE INGENIERIA SAS","19,00 %","$ 120.974.270,00","2023-03-06"]
[106020,"Juego TorresRedMuroEscalarRodadero4-14añosCap18niñ","UN","MOBILIARIO PARQUES","860061089 - IDRD - PROYECCIÓN","19,00 %","$ 116.814.391,00","2023-03-30"]
[108051,"Juego trampolin circular 2 a 14 años Cap: 1 niño p","UN","MOBILIARIO PARQUES","830057342 - ECCOLOGICA","19,00 %","$ 10.552.636,99","2019-03-20"]
[108053,"Juego trampolin cuadrado 2 a 14 años Cap:  4 niños","UN","MOBILIARIO PARQUES","830057342 - ECCOLOGICA","19,00 %","$ 56.341.846,01","2019-03-20"]
[108052,"Juego trampolin cuadrado 2 a 14 años Cap: 1 niño p","UN","MOBILIARIO PARQUES","830057342 - ECCOLOGICA","19,00 %","$ 12.642.185,99","2019-03-20"]
[100307,"Juego trepar escalar deslizar, 3a14años Cap:11niño","UN","MOBILIARIO PARQUES","5898454121 - BALERCO  S.A.S.","19,00 %","$ 36.622.907,00","2023-03-14"]
[10772,"JUEGO TRIPLE DESLIZADERO ESCALERA PANELES LUDICOS MURO DE ESCALAR EDAD 3-12 AÑOS CAP 19 USUARIOS (su","UN","MOBILIARIO PARQUES","5898454121 - BALERCO  S.A.S.","19,00 %","$ 142.848.328,28","2022-10-25"]
[109179,"Juego villa de niños  2-5 añosCap:32 niños P.N","UN","MOBILIARIO PARQUES","830065750 - ELECTROEQUIPOS","19,00 %","$ 516.717.817,00","2019-03-20"]
[101566,"Juego Villa primera infanc 2-5 añosCap:1-30ni P.N","UN","MOBILIARIO PARQUES","830065750 - ELECTROEQUIPOS","19,00 %","$ 330.812.626,00","2019-03-20"]
[108048,"JuegoAnimal3D CauchoEPDM Reptil cap4  2-8 años P.N","UN","MOBILIARIO URBANO Y SEÑALIZAC.","9999999999999999 - CIUDADES SL","19,00 %","$ 20.241.900,00","2019-03-19"]
[109178,"JuegoAnimal3D EPDM crab cap 6 de 2-8 años P.N","UN","MOBILIARIO PARQUES","860061089 - IDRD - PROYECCIÓN","19,00 %","$ 84.595.967,00","2022-01-30"]
[106010,"JuegoCasita0,5-5 Años Cap: 6 Niños","UN","MOBILIARIO PARQUES","555555555555 - IDRD - MEDIANA DE COTIZACIONES","19,00 %","$ 30.314.242,00","2022-04-28"]
[106847,"JuegoCIRCUITO MOTRIZ  1-12 añosCap:51 niñosH=3,80","UN","MOBILIARIO URBANO Y SEÑALIZAC.","860061089 - IDRD - PROYECCIÓN","19,00 %","$ 275.481.374,00","2023-03-30"]
[101278,"JuegoCircuitoBomberoDeslizaEscalar3-12años","UN","MOBILIARIO URBANO Y SEÑALIZAC.","830065750 - ELECTROEQUIPOS","19,00 %","$ 287.746.588,00","2019-03-08"]
[106007,"JuegoCircuito-Incluyente-NiñosDiscapacid:3-8Años","UN","MOBILIARIO PARQUES","8956232 - IDRD - MEDIA ARMONICA COTIZACIONES","19,00 %","$ 46.417.754,00","2022-04-26"]
[105804,"JuegocircuitoRedEquilibrioRodadero5-12añosCap:12Ni","UN","MOBILIARIO URBANO Y SEÑALIZAC.","5898454121 - BALERCO  S.A.S.","19,00 %","$ 111.829.900,00","2023-03-14"]
[106052,"JuegocircuitoRedMuroEscalarRodadero 2-12añoCap30Ni","UN","MOBILIARIO URBANO Y SEÑALIZAC.","5898454121 - BALERCO  S.A.S.","19,00 %","$ 133.797.644,00","2023-03-14"]
[105922,"JuegocircuitoRedMuroEscalarRodadero2-12añoCp:30Niñ","UN","MOBILIARIO PARQUES","5898454121 - BALERCO  S.A.S.","19,00 %","$ 130.354.525,00","2023-03-14"]
[106050,"JuegocircuitoRedMuroEscalarRodadero2-12añosCap:25N","UN","MOBILIARIO URBANO Y SEÑALIZAC.","5898454121 - BALERCO  S.A.S.","19,00 %","$ 202.534.480,00","2023-03-14"]
[100313,"Juegocuerdas doble piramidal 6-12 años Cap:60niños","UN","MOBILIARIO PARQUES","5898454121 - BALERCO  S.A.S.","19,00 %","$ 126.204.375,00","2019-01-09"]
[100317,"Juegocuerdas piramidal 2-6 años Cap: 22 niños H=3","UN","MOBILIARIO PARQUES","5898454121 - BALERCO  S.A.S.","19,00 %","$ 98.834.175,00","2023-03-14"]
[100318,"Juegocuerdas piramidal 5-12años Cap:36 niños H=3.9","UN","MOBILIARIO PARQUES","5898454121 - BALERCO  S.A.S.","19,00 %","$ 159.480.613,00","2023-03-14"]
[100315,"Juegocuerdas piramidal 6-12 años Cap: 62 niños H=5","UN","MOBILIARIO PARQUES","5898454121 - BALERCO  S.A.S.","19,00 %","$ 221.391.217,01","2023-03-14"]
[100319,"Juegocuerdas piramidal rodadero 6-12 años Cap: 42","UN","MOBILIARIO PARQUES","5898454121 - BALERCO  S.A.S.","19,00 %","$ 279.913.887,00","2023-03-14"]
[106716,"JuegoCuerdasDoblePiramidal 6-12años Cap:60niños PE","UN","MOBILIARIO PARQUES","555555555555 - IDRD - MEDIANA DE COTIZACIONES","19,00 %","$ 125.743.373,00","2022-04-26"]
[106018,"Juegocuerdasestructurapiramidal5-12añosCap15nH=2.5","UN","MOBILIARIO PARQUES","8956232 - IDRD - MEDIA ARMONICA COTIZACIONES","19,00 %","$ 41.985.113,00","2022-04-26"]
[106048,"Juegocuerdaspoliedro 5-12añosCap:40niñosH=4.5m","UN","MOBILIARIO URBANO Y SEÑALIZAC.","860061089 - IDRD - PROYECCIÓN","19,00 %","$ 223.220.989,01","2023-03-30"]
[109169,"JuegoDiseñoPersonalizadoEstructura (sum+ins)P.N","M2","MOBILIARIO PARQUES","830057342 - ECCOLOGICA","19,00 %","$ 4.164.480,01","2019-03-19"]
[109171,"JuegoEstructuraCuerdaDAventura (Diseño+sum+in)P.N","M2","MOBILIARIO PARQUES","830057342 - ECCOLOGICA","19,00 %","$ 11.662.000,00","2019-03-19"]
[106056,"JuegoFuncionMultipleRodaderoRedMuro3-12AñoCap:15ni","UN","MOBILIARIO PARQUES","5898454121 - BALERCO  S.A.S.","19,00 %","$ 62.203.517,01","2023-03-14"]
[105814,"JuegoManipularElementoNaturalArena2-12añosCap:8niñ","UN","MOBILIARIO PARQUES","860061089 - IDRD - PROYECCIÓN","19,00 %","$ 66.755.107,00","2023-03-30"]
[106624,"JuegoModularToboganTrepadorBotones3a12añosCap:5-10","UN","MOBILIARIO PARQUES","860061089 - IDRD - PROYECCIÓN","19,00 %","$ 31.707.085,00","2023-03-30"]
[106016,"JuegoMuellePanelesFormasludicas2-8añosCap:1niño","UN","MOBILIARIO PARQUES","5898454121 - BALERCO  S.A.S.","19,00 %","$ 11.020.979,00","2023-03-14"]
[101275,"JuegoMuellePaneleslateralesAnimal2+añosCap4","UN","MOBILIARIO URBANO Y SEÑALIZAC.","5898454121 - BALERCO  S.A.S.","19,00 %","$ 21.125.320,00","2023-03-14"]
[109165,"JuegoMuellePaneleslateralesAnimal2+añosCap4 P.N","UN","MOBILIARIO URBANO Y SEÑALIZAC.","5898454121 - BALERCO  S.A.S.","19,00 %","$ 10.482.995,01","2019-03-20"]
[107932,"JuegoMuellePanelesLateralesAnimales2-8años P.N","UN","MOBILIARIO URBANO Y SEÑALIZAC.","5898454121 - BALERCO  S.A.S.","19,00 %","$ 6.397.441,00","2019-03-20"]
[105815,"JuegoMuellePanelesLateralesAnimales2-8añosCap:1niñ","UN","MOBILIARIO PARQUES","5898454121 - BALERCO  S.A.S.","19,00 %","$ 12.939.525,00","2023-03-14"]
[107972,"JuegoMuellePaneleslateralesFormaanimal1-5años P.N","UN","MOBILIARIO URBANO Y SEÑALIZAC.","5898454121 - BALERCO  S.A.S.","19,00 %","$ 7.011.475,00","2019-03-20"]
[109162,"JuegoMuellePaneleslateralesFormaAnimal2+añosP.N","UN","MOBILIARIO URBANO Y SEÑALIZAC.","5898454121 - BALERCO  S.A.S.","19,00 %","$ 5.002.969,00","2019-03-20"]
[108058,"JuegoMuellePaneleslateralesFormaAnimal2-10años P.N","UN","MOBILIARIO URBANO Y SEÑALIZAC.","5898454121 - BALERCO  S.A.S.","19,00 %","$ 7.099.999,99","2019-03-20"]
[107495,"JuegoMuellePaneleslateralesFormaAnimal2-8añosCap1","UN","MOBILIARIO URBANO Y SEÑALIZAC.","5898454121 - BALERCO  S.A.S.","19,00 %","$ 6.171.200,00","2019-03-20"]
[106009,"JuegoMuellepaneleslateralesformasludicas2-8a","UN","MOBILIARIO PARQUES","5898454121 - BALERCO  S.A.S.","19,00 %","$ 7.461.011,00","2023-03-14"]
[105806,"JuegoMuellePanelLateralMediosTransport0.5-5añoCap1","UN","MOBILIARIO URBANO Y SEÑALIZAC.","5898454121 - BALERCO  S.A.S.","19,00 %","$ 15.135.194,00","2023-03-14"]
[105805,"JuegoMuellePanelLateralMedioTransporte2-8añosCap:1","UN","MOBILIARIO URBANO Y SEÑALIZAC.","5898454121 - BALERCO  S.A.S.","19,00 %","$ 15.113.877,01","2023-03-14"]
[106014,"JuegoMuroIncluyenteManipularAtravesar1-4añosCap:6n","UN","MOBILIARIO PARQUES","860061089 - IDRD - PROYECCIÓN","19,00 %","$ 14.921.765,00","2023-03-30"]
[109170,"JuegoparqueTrampolineDiseñoEspecial (sum+ins) P.N","M2","MOBILIARIO PARQUES","830057342 - ECCOLOGICA","19,00 %","$ 2.142.000,00","2019-03-19"]
[106015,"JuegoPasadizoDeslizaderoManipular2-6 añosCap:8niño","UN","MOBILIARIO PARQUES","860061089 - IDRD - PROYECCIÓN","19,00 %","$ 69.899.006,00","2023-03-30"]
[105172,"JUEGOPASAMANOSCOMPUESTO/IDRD NIÑOS(1-5 AÑOS)Su+Tra","UN","MOBILIARIO URBANO Y SEÑALIZAC.",null,"0,00 %","0,00"]
[108054,"JUEGOROTACION4USUARIOSALTURA2.350ParqueNiños","UN","MOBILIARIO URBANO Y SEÑALIZAC.",null,"0,00 %","0,00"]
[101378,"JUEGOS RUEDA GIRATORIA (SUMINISTRO)","UN","OTROS PREFABRICADOS",null,"0,00 %","0,00"]
[107048,"JUNTA AMORTIGUADORA EN CAUCHO JEPTU 1 1/2\" HEMBRA","UN","ACCESORIOS HIDROSANITARIOS",null,"0,00 %","0,00"]
[103651,"JUNTA DE EXPANSION AGWJ 70, Incl. accesorios **","ML","ACCESORIOS HIDROSANITARIOS",null,"0,00 %","0,00"]
[106170,"JUNTA DE EXPANSIÓN PVCS Ø 6\"","UN","MISCELANEA",null,"0,00 %","0,00"]
[106930,"JUNTA DILAT FLEX 300 PSI L=0,5 1\" BRIDA INOX.","UN","INST. HIDRAUL/SANIT. Y LAMINAS",null,"0,00 %","0,00"]
[106931,"JUNTA DILAT. FLEX. 300 PSI L=0,5 3\" BRIDA INOX.","UN","INST. HIDRAUL/SANIT. Y LAMINAS",null,"0,00 %","0,00"]
[106929,"JUNTA DILAT. FLEXI 300 PSI L=0,5 1/2\" BRIDA INOX.","UN","INST. HIDRAUL/SANIT. Y LAMINAS",null,"0,00 %","0,00"]
[106301,"JUNTA FLEXIBLE BORRACHA Ø2”","UN","ACCESORIOS HIDROSANITARIOS",null,"0,00 %","0,00"]
[106302,"JUNTA FLEXIBLE BORRACHA Ø6”","UN","ACCESORIOS HIDROSANITARIOS",null,"0,00 %","0,00"]
[108851,"JUNTA FLEXIBLE BORRACHA Ø8”","UN","MISCELANEA",null,"0,00 %","0,00"]
[107170,"JUNTA FLEXIBLE CERTIFICADA UL/FM 1 1/4\"","UN","RED CONTRA INCENDIO",null,"0,00 %","0,00"]
[108316,"JUNTA FLEXIBLE CERTIFICADA UL/FM 2 1/2\"","UN","RED CONTRA INCENDIO",null,"0,00 %","0,00"]
[107171,"JUNTA FLEXIBLE CERTIFICADA UL/FM 2\"","UN","RED CONTRA INCENDIO",null,"0,00 %","0,00"]
[107173,"JUNTA FLEXIBLE CERTIFICADA UL/FM 6\"","UN","RED CONTRA INCENDIO",null,"0,00 %","0,00"]
[106331,"JUNTA FLEXIBLEØ1/2\"-ACERO AL CARBON)-150PSI","UN","ACCESORIOS HIDROSANITARIOS","8956232 - IDRD - MEDIA ARMONICA COTIZACIONES","19,00 %","$ 85.703,00","2019-04-25"]
[106330,"JUNTA FLEXIBLEØ2\"-ACERO AL CARBON)-150PSI","UN","ACCESORIOS HIDROSANITARIOS","860061089 - IDRD - PROYECCIÓN","19,00 %","$ 97.151,01","2020-01-09"]
[107021,"Junta Neopreno ra-200 de wabo o equivalente CDRC","UN","MISCELANEA",null,"0,00 %","0,00"]
[103691,"JUNTA PLUS (BOLSA DE 5 Kg)","UN","ENCHAPES,PISOS,ALFOMBRAS,PAPEL",null,"0,00 %","0,00"]
[106969,"JUNTAS DE EXPANSION PVC-S 4\"","UN","INST. HIDRAUL/SANIT. Y LAMINAS",null,"0,00 %","0,00"]
[103822,"karraplast","KG","MISCELANEA",null,"0,00 %","0,00"]
[105155,"Kit 7 pasos Medidor multiparametros de funcionamiento visual (Piscinas)","UN","PISCINAS","860061089 - IDRD - PROYECCIÓN","19,00 %","$ 136.472,00","2022-01-31"]
[12863,"KIT ANTIDERRAME - ANTICHISPA 5 GALONES","UN","ELEMENTOS DE SEGURIDAD","860061089 - IDRD - PROYECCIÓN","19,00 %","$ 131.972,00","2022-02-01"]
[107347,"KIT AUTOELEVACIÓN PARA MANTENIMIENTO","UN","SISTEMAS VENTILACION",null,"0,00 %","0,00"]
[151504,"kit baterías de emergencia CDRC Cometas","UN","LAMPARAS","77777777777 - CONTRATO CONSULTORIA CEFE COMETAS","19,00 %","$ 233.000,00","2019-09-30"]
[105631,"KIT BRILLANTES CON ARENA BLANCO (EMBOQUILLADO)","KG","Enchapes y Pisos",null,"0,00 %","0,00"]
[107349,"KIT CABLEADO DE CONTROL CABLE TIPO \"Y\" Y CABLE LAR","UN","MISCELANEA",null,"0,00 %","0,00"]
[107790,"KIT CONEXIÓN PARA HORNO RATIONAL","UN","EQUIPOS PARA COCINA",null,"0,00 %","0,00"]
[107788,"KIT DE 8 DISCOS PARA PROCESADORES","UN","EQUIPOS PARA COCINA",null,"0,00 %","0,00"]
[108702,"KIT de guaya de 4m, terminación Lazo + Gripple tip","UN","SISTEMAS VENTILACION",null,"0,00 %","0,00"]
[107786,"KIT DE MANGUERAS PARA (2) AGUAS","UN","EQUIPOS PARA COCINA",null,"0,00 %","0,00"]
[107100,"Kit de marcaciones de tuberías","UN","MISCELANEA",null,"0,00 %","0,00"]
[109013,"Kit de montaje luminaria Modullom","UN","APARATOS ELECTRICOS",null,"0,00 %","0,00"]
[102765,"KIT DE TALADRO PERCUTOR INALÁMBRICO 3/8 PULG+atorn","KIT","HERRAMIENTA","860061089 - IDRD - PROYECCIÓN","19,00 %","$ 469.469,01","2022-01-31"]
[2560,"KIT FLOTADOR ½\"BRONCE/ACERO(BOLA COBRE)PARA TANQUE","UN","GRIFERIAS,APARATOS,ACCESORIOS","860061089 - IDRD - PROYECCIÓN","19,00 %","$ 103.365,01","2023-03-28"]
[103966,"kit luminaria 1000W, arranc, cond, reactancia","UN","INST. ELECTRICAS","860061089 - IDRD - PROYECCIÓN","19,00 %","$ 435.326,00","2023-03-24"]
[103963,"kit luminaria 150 W, arranc, condens, reactancia","UN","INST. ELECTRICAS","860061089 - IDRD - PROYECCIÓN","19,00 %","$ 67.797,00","2023-03-28"]
[103964,"kit luminaria 250W, arranc, cond, reactancia","UN","MISCELANEA","860061089 - IDRD - PROYECCIÓN","19,00 %","$ 155.003,00","2023-03-28"]
[103965,"kit luminaria 400W, arranc, cond, reactancia","UN","INST. ELECTRICAS","860061089 - IDRD - PROYECCIÓN","19,00 %","$ 116.473,00","2023-03-28"]
[103962,"kit luminaria 70 W, arrancad, condens, reacta","UN","INST. ELECTRICAS","860061089 - IDRD - PROYECCIÓN","19,00 %","$ 53.477,01","2023-03-28"]
[101094,"Kit MH 1000 W (Balsto-Conden.-Arrancador)","UN","LAMPARAS",null,"0,00 %","0,00"]
[101095,"Kit MH 400 W (Balsto-Conden.-Arrancador)","UN","LAMPARAS",null,"0,00 %","0,00"]
[102766,"KIT MOTOTOOL DREMEL 3000 125W 127V + 10 ACCESORIOS","KIT","HERRAMIENTA","860061089 - IDRD - PROYECCIÓN","19,00 %","$ 213.616,00","2022-01-31"]
[107345,"KIT PANEL FRONTAL PARA UNIDAD EVAPORADORA","UN","SISTEMAS VENTILACION",null,"0,00 %","0,00"]
[105741,"Kit para determinar parámetros in situ","UN","MISCELANEA",null,"0,00 %","0,00"]
[102450,"KIT REPUESTO RESPIRADOR PINTURA 6022P","KIT","FERRETERIA","860061089 - IDRD - PROYECCIÓN","19,00 %","$ 50.198,00","2022-01-29"]
[102451,"KIT RESPIRADOR PINTURA 2 VÍAS 6211P","KIT","FERRETERIA","860061089 - IDRD - PROYECCIÓN","19,00 %","$ 107.906,00","2022-01-29"]
[101908,"Kit Silla Yee (160x110) PVC","UN","ACCESORIOS HIDROSANITARIOS","6555555555 - IDRD - MENOR VALOR   DE COTIZACIONES","19,00 %","$ 58.523,00","2019-05-14"]
[108825,"KIT SILLA YEE 200 x 160 PVC","UN","ACCESORIOS HIDROSANITARIOS",null,"0,00 %","0,00"]
[105694,"KIT SILLA YEE S4 PLUS(200MMX160MM)ALCANT.NOVAFORT","UN","ACCESORIOS HIDROSANITARIOS",null,"0,00 %","0,00"]
[10760,"KIT SOLAR ALUMBRADO PUBLICO URBAN 35W 4000K 100P","UN","LAMPARAS","555555555555 - IDRD - MEDIANA DE COTIZACIONES","19,00 %","$ 6.733.020,00","2022-09-13"]
[10761,"KIT SOLAR ALUMBRADO PUBLICO URBAN 60W 4000K 100P","UN","LAMPARAS","555555555555 - IDRD - MEDIANA DE COTIZACIONES","19,00 %","$ 7.909.930,00","2022-09-13"]
[10762,"KIT SOLAR ALUMBRADO PUBLICO URBAN 90W 4000K 100P","UN","LAMPARAS","555555555555 - IDRD - MEDIANA DE COTIZACIONES","19,00 %","$ 9.968.000,00","2022-09-13"]
[103396,"kit soldadura membranas impermeables **","UN","IMPERMEABILIZANTES","860061089 - IDRD - PROYECCIÓN","19,00 %","$ 3.510.242,00","2020-01-09"]
[107441,"KIT TERMINAL REJILLA 24X3","UN","PISCINAS",null,"0,00 %","0,00"]
[103450,"Kit Transformador Regulable+Bombillo 1000W Sodio","UN","MISCELANEA",null,"0,00 %","0,00"]
[103434,"Kit Transformador. Regulable.+Bombillo 400W Sodio*","UN","MISCELANEA",null,"0,00 %","0,00"]
[12557,"KIT VÁLVULA FLOTADORA Ø1\" (Cuerpo y conector en bronce,Bola en cobre,varilla en laton)","UN","ACCESORIOS HIDROSANITARIOS","66665555555 - IDRD - MEDIA ARITMETICA DE COTIZACIONES","19,00 %","$ 128.990,00","2019-11-20"]
[105865,"L´minaPoliestirenoAltoImpacto(30x40cm)cal.5mmBlanc","UN","MOBILIARIO PARQUES",null,"0,00 %","0,00"]
[105864,"L´minaPoliestirenoAltoImpacto(60x70cm)cal.5mmBlanc","UN","MOBILIARIO PARQUES",null,"0,00 %","0,00"]
[105863,"L´minaPoliestirenoAltoImpacto(60x90cm)cal.5mmBlanc","UN","MOBILIARIO PARQUES",null,"0,00 %","0,00"]
[105866,"L´minaPoliestirenoAltoImpacto(90x120cm)cal.5mmBlan","UN","MOBILIARIO PARQUES",null,"0,00 %","0,00"]
[3996,"LABORATORISTA INSPECTOR + PREST.","MES","TARIFAS PROFESIONALES","860.061.099.1 - IDRD","0,00 %","$ 4.142.468,00","2022-12-23"]
[1050,"LACA  MADERA TRANSPARENTE BRILLANTE.","GLN","PINTURAS","860061089 - IDRD - PROYECCIÓN","19,00 %","$ 82.637,00","2022-06-07"]
[1042,"LACA ACRILICA BLANCA PHILAAC","GLN","PINTURAS",null,"0,00 %","0,00"]
[1045,"LACA AUTOMOVIL. ROJO TOLOUDINE PHILAAC 5505","GLN","PINTURAS",null,"0,00 %","0,00"]
[2464,"LACA ENTREMEZCLA NEGRA PHILAAC 5480","GLN","PINTURAS",null,"0,00 %","0,00"]
[2463,"LACA ESPECIAL NEGRA MATE PHILAAC 5330","GLN","PINTURAS",null,"0,00 %","0,00"]
[1047,"LACA MADERA Brillante.","GLN","PINTURAS","860061089 - IDRD - PROYECCIÓN","19,00 %","$ 61.121,01","2022-06-07"]
[1864,"LACA Madera.Transp.MATE ICO","GLN","PINTURAS","860061089 - IDRD - PROYECCIÓN","19,00 %","$ 55.451,00","2022-01-31"]
[1863,"LACA MaderaTransp.Brillante ICO","GLN","PINTURAS",null,"0,00 %","0,00"]
[1048,"LACA METALES 7406 PINTUCO  Bte.","GLN","PINTURAS",null,"0,00 %","0,00"]
[104606,"LACA NITRO PARA MADERA PINTUCO","GLN","Barniz",null,"0,00 %","0,00"]
[102606,"LADRIBLOC 12 STA/FE -19X12X39 Obra.","UN","BLOQUES Y LADRILLOS","66665555555 - IDRD - MEDIA ARITMETICA DE COTIZACIONES","0,00 %","$ 1.902,00","2019-04-01"]
[1708,"LADRIBLOC 14 STA/FE 39x14x19 Fab.","UN","LADRILLO BOGOTA",null,"0,00 %","0,00"]
[104479,"LADRILLO  RECOCIDO (19X9X6.5CM) DEPOSITO","UN","BLOQUE BOGOTA",null,"0,00 %","0,00"]
[2929,"LADRILLO  REJILLA VIS YOMASA 24x12x6 Cocido Obra","UN","LADRILLO BOGOTA",null,"0,00 %","0,00"]
[100346,"Ladrillo \"L\" especial tono natural  Moore **","UN","Pisos",null,"0,00 %","0,00"]
[1894,"LADRILLO ½ LUNA MOORE 25x12.5x6 Nat. Fab.","UN","LADRILLO BOGOTA",null,"0,00 %","0,00"]
[1893,"LADRILLO ½ LUNA MOORE 25x12.5x6 Vtrif. Fab.","UN","LADRILLO BOGOTA",null,"0,00 %","0,00"]
[102722,"LADRILLO 20x10x4 Obra","UN","BLOQUE BOGOTA",null,"0,00 %","0,00"]
[2577,"LADRILLO BOCADILLO ROMANO S/CRIST. Moreno  Obra","UN","LADRILLO MEDELLIN",null,"0,00 %","0,00"]
[1751,"LADRILLO COCO PARA REVOCAR 10X19X39","UN","LADRILLO MEDELLIN",null,"0,00 %","0,00"]
[1873,"LADRILLO COMUN MOORE OSIMILAR 26x12.5x6 Fab.","UN","LADRILLO BOGOTA",null,"0,00 %","0,00"]
[1877,"LADRILLO DE 12 ESTRIADO  12X19X39","UN","LADRILLO MEDELLIN",null,"0,00 %","0,00"]
[104646,"Ladrillo Estruct. Liviano Arena Moore26X12,5X6obra","UN","LADRILLO BOGOTA",null,"0,00 %","0,00"]
[1631,"LADRILLO ESTRUCT. YOMASA 24x12x7 Fab.","UN","LADRILLO BOGOTA",null,"0,00 %","0,00"]
[1654,"LADRILLO ESTRUCT. YOMASA 24x12x7 Obra","UN","LADRILLO BOGOTA",null,"0,00 %","0,00"]
[3377,"LADRILLO ESTRUCT.LIVIANO NAT. MOORE 26x12.5x6 Fab.","UN","LADRILLO BOGOTA",null,"0,00 %","0,00"]
[2910,"LADRILLO ESTRUCTURAL  24x12x6 Obra","UN","BLOQUE BOGOTA","860061089 - IDRD - PROYECCIÓN","0,00 %","$ 819,00","2023-03-29"]
[297,"LADRILLO ESTRUCTURAL G 29X14.5X9 fab","UN","LADRILLO BOGOTA",null,"0,00 %","0,00"]
[523,"LADRILLO ESTRUCTURAL G 29X14.5X9 obra","UN","LADRILLO BOGOTA",null,"0,00 %","0,00"]
[2931,"LADRILLO ESTRUCTURAL HELIOS MATIZADO 24x12x6 Fab.","UN","BLOQUE BOGOTA",null,"0,00 %","0,00"]
[31909,"LADRILLO ESTRUCTURAL HELIOS MATIZADO 24x12x6 Obra","UN","BLOQUE BOGOTA",null,"0,00 %","0,00"]
[3376,"LADRILLO ESTRUCTURAL LIVIANO ARENA ","UN","LADRILLO BOGOTA",null,"0,00 %","0,00"]
[104416,"LADRILLO ESTRUCTURAL VERT 0,33*0,115*0,11 STA/FE","UN","BLOQUES Y LADRILLOS",null,"0,00 %","0,00"]
[1770,"LADRILLO FACHADA CUARTERON YOMASA 24x7x7 Perf. FAB","UN","LADRILLO BOGOTA",null,"0,00 %","0,00"]
[2157,"LADRILLO FACHADA CUARTERON YOMASA 24x7x7 Perf.Obra","UN","LADRILLO BOGOTA",null,"0,00 %","0,00"]
[1891,"LADRILLO FACHADA ELE ESPECIAL OCRE MOORE 26x12.5x6","UN","LADRILLO BOGOTA",null,"0,00 %","0,00"]
[1892,"LADRILLO FACHADA ELE ESPECIAL.NAT. MOORE","UN","LADRILLO BOGOTA",null,"0,00 %","0,00"]
[1772,"LADRILLO FACHADA ELE YOMASA 24x6x2.5 Fab.","UN","LADRILLO BOGOTA",null,"0,00 %","0,00"]
[1968,"LADRILLO FACHADA ELE YOMASA 24x6x2.5 Obra","UN","LADRILLO BOGOTA",null,"0,00 %","0,00"]
[1875,"LADRILLO FACHADA MOORE 26x12.5x6 Arena Fab.","UN","LADRILLO BOGOTA",null,"0,00 %","0,00"]
[1876,"LADRILLO FACHADA MOORE 26x12.5x6 Nat. Fab.","UN","LADRILLO BOGOTA",null,"0,00 %","0,00"]
[125,"LADRILLO FACHADA MOORE 26x12.5x6 Vtrif. Fab.","UN","LADRILLO BOGOTA",null,"0,00 %","0,00"]
[1969,"LADRILLO LIVIANO 24x12x7 Cocido Obra","UN","LADRILLO BOGOTA",null,"0,00 %","0,00"]
[2930,"LADRILLO MACIZO MATIZADO HELIOS 24x12x6 Obra","UN","BLOQUE BOGOTA",null,"0,00 %","0,00"]
[590,"LADRILLO ME REJILLA SUPER 16X12X6 fab","UN","LADRILLO BOGOTA",null,"0,00 %","0,00"]
[619,"LADRILLO ME REJILLA SUPER 16X12X6 obra","UN","LADRILLO BOGOTA",null,"0,00 %","0,00"]
[1728,"LADRILLO PORTANTE 30 STA/FE 29x14.5x9 Prensado Fab","UN","LADRILLO BOGOTA",null,"0,00 %","0,00"]
[128,"LADRILLO PORTANTE 30 STA/FE 29x14.5x9 Prensado Obr","UN","LADRILLO BOGOTA","860061089 - IDRD - PROYECCIÓN","19,00 %","$ 3.169,01","2022-01-31"]
[135,"LADRILLO PRENSADO LIVIANO","UN","LADRILLO BOGOTA","555555555555 - IDRD - MEDIANA DE COTIZACIONES","0,00 %","$ 764,00","2022-04-06"]
[104967,"LADRILLO PRENSADO Liviano 24.5 x 6 x 12 cm","UN","LADRILLO BOGOTA","800242106-2 - HOMECENTER","0,00 %","$ 727,00","2020-01-09"]
[104718,"LADRILLO PRENSADO Liviano 24.5 x 6 x 12 cm STA/FE","M2","LADRILLO BOGOTA","860061089 - IDRD - PROYECCIÓN","0,00 %","$ 85.113,00","2023-03-28"]
[104966,"LADRILLO PRENSADO MACIZO (6X12X24CM) EN OBRA","UN","LADRILLO BOGOTA","860061089 - IDRD - PROYECCIÓN","0,00 %","$ 695,00","2020-01-09"]
[3302,"LADRILLO PRENSADO MACIZO STA/FE 24.5x12x5.5 Fab.","UN","LADRILLO BOGOTA",null,"0,00 %","0,00"]
[122,"LADRILLO PRENSADOMACIZO STA/FE 24.5x12x5.5 Obra","UN","LADRILLO BOGOTA","860061089 - IDRD - PROYECCIÓN","0,00 %","$ 1.118,00","2023-03-24"]
[1890,"LADRILLO R/OLAS MOORE 30x13.5x6 Nat. Fab.","UN","LADRILLO BOGOTA",null,"0,00 %","0,00"]
[1889,"LADRILLO R/OLAS MOORE 30x15 Vtrif. Fab.","UN","LADRILLO BOGOTA",null,"0,00 %","0,00"]
[104517,"LADRILLO RECOCIDO (12X24X6) EN OBRA","UN","BLOQUES Y LADRILLOS","860061089 - IDRD - PROYECCIÓN","19,00 %","$ 1.037,68","2023-03-28"]
[100523,"Ladrillo recocido 10x20x6  en obra **","UN","LADRILLO BOGOTA","8956232 - IDRD - MEDIA ARMONICA COTIZACIONES","0,00 %","$ 799,00","2023-03-15"]
[123,"LADRILLO RECOCIDO COMUN 12x24x6 Dep.","UN","LADRILLO BOGOTA","860061089 - IDRD - PROYECCIÓN","0,00 %","$ 663,00","2023-03-27"]
[2153,"LADRILLO REJILLA  YOMASA 24x12x6 Canela Obra","UN","LADRILLO BOGOTA","860061089 - IDRD - PROYECCIÓN","0,00 %","$ 570,00","2020-01-09"]
[1710,"LADRILLO REJILLA  YOMASA 24x12x6 COLOR COCIDO OBRA","UN","BLOQUE BOGOTA",null,"0,00 %","0,00"]
[3375,"LADRILLO REJILLA MOORE 26x12.5x6 nat. Fab.","UN","LADRILLO BOGOTA",null,"0,00 %","0,00"]
[2903,"LADRILLO REJILLA VIS YOMASA 24x12x6 Cocido Fab.","UN","LADRILLO BOGOTA",null,"0,00 %","0,00"]
[1636,"LADRILLO REJILLA VIS YOMASA 24x12x6 Osc. Fab.","UN","LADRILLO BOGOTA",null,"0,00 %","0,00"]
[134,"LADRILLO REJILLA YOMASA 24x12x7 Osc Fab.","UN","LADRILLO BOGOTA",null,"0,00 %","0,00"]
[2138,"LADRILLO REJILLA YOMASA 24x12x7 Osc. Obra","UN","LADRILLO BOGOTA",null,"0,00 %","0,00"]
[102913,"LADRILLO TOLETE COMUN-10 X .20 X.06 RrecocidoObra","UN","LADRILLO BOGOTA","860061099 - MEDIA ARMONICA","0,00 %","$ 685,00","2023-03-23"]
[139,"LADRILLO TOLETE FINO STA/FE 24.5x12x6 Perf. Obra","UN","LADRILLO BOGOTA",null,"0,00 %","0,00"]
[101554,"LADRILLO TOLETE GRAN FORM COCOA RUG2C StaFe5x11x39","UN","Enchapes y Pisos","860.000.762-4 - LADRILLERA SANTAFE S.A.","0,00 %","$ 2.313,00","2019-04-04"]
[1886,"LADRILLO TOLETE MOLD. MOORE 26x12.5x6 Nat. Fab.","UN","LADRILLO BOGOTA",null,"0,00 %","0,00"]
[1885,"LADRILLO TOLETE MOLD. MOORE 26x12.5x6 Vtrif. Fab.","UN","LADRILLO BOGOTA",null,"0,00 %","0,00"]
[1887,"LADRILLO TOLETE MOLD.½ MOORE 26x6x6 Nat. Fab.","UN","LADRILLO BOGOTA",null,"0,00 %","0,00"]
[1888,"LADRILLO TOLETE MOLD.½ MOORE 26x6x6 Vtrif. Fab.","UN","LADRILLO BOGOTA",null,"0,00 %","0,00"]
[3374,"LADRILLO TOLETE PERF. MOORE 26x12.5x6 Nat. Fab.","UN","LADRILLO BOGOTA",null,"0,00 %","0,00"]
[3373,"LADRILLO TOLETE PERF. MOORE 26x12.5x6 Vtrif. Fab","UN","LADRILLO BOGOTA",null,"0,00 %","0,00"]
[2898,"LADRILLO TOLETE SUPER STA/FE 24.5x12x7.5 Perf. Fab","UN","LADRILLO BOGOTA",null,"0,00 %","0,00"]
[101219,"Lámina 1.2 x 2.40 Formica Escritorio","UN","CIELORASOS","555555555555 - IDRD - MEDIANA DE COTIZACIONES","19,00 %","$ 29.500,00","2019-04-03"]
[101708,"LAMINA 1/4\"HR  1x2 M","UN","ACEROS,HIERROS/MALLAS,CERCHAS","860061089 - IDRD - PROYECCIÓN","19,00 %","$ 960.108,01","2023-03-29"]
[100026,"Lamina acero inoxidable304 Cal18 1.55*3.05 **","UN","LAMINAS PLATINAS","860061089 - IDRD - PROYECCIÓN","19,00 %","$ 1.033.530,01","2023-03-29"]
[100025,"Lamina acero inoxidable304 e=1.2(1.22X2.44M) **","UN","FERRETERIA",null,"0,00 %","0,00"]
[102888,"Lamina acero inoxidable304Cal.20 (0.9mm)","M2","FERRETERIA",null,"0,00 %","0,00"]
[101494,"LAMINA ACRILICO COLOR 3MM (1.20X1.80M)","UN","LAMINAS",null,"0,00 %","0,00"]
[104009,"LAMINA ACRILICO TRNSP.2MM(1.2X1.8M)","UN","MISCELANEA",null,"0,00 %","0,00"]
[109110,"LAMINA ALFAJOR","KG","ACEROS,HIERROS/MALLAS,CERCHAS",null,"0,00 %","0,00"]
[103275,"LAMINA ALFAJOR (1.0X2.0M) 3MM/1/8\"","UN","MISCELANEA",null,"0,00 %","0,00"]
[2521,"LAMINA ALFAJOR (E=3MM)  1.00 x3.00M","UN","ACEROS,HIERROS/MALLAS,CERCHAS",null,"0,00 %","0,00"]
[105176,"LAMINA ALFAJOR (E=3MM) 1.0X3.0M","KG","FERRETERIA Y HERRAMIENTAS",null,"0,00 %","0,00"]
[2522,"LAMINA ALFAJOR 3/16  - 1.00  x 3.00 - 4.5 mm","UN","ACEROS,HIERROS/MALLAS,CERCHAS","860061089 - IDRD - PROYECCIÓN","19,00 %","$ 684.206,01","2022-01-28"]
[106213,"LAMINA ANTIVORTICE PARA TUBO DE Ø6\"","UN","RED CONTRA INCENDIO",null,"0,00 %","0,00"]
[107145,"LÁMINA BLACH THEATER 1\" FGLAS","M2","SISTEMAS VENTILACION",null,"0,00 %","0,00"]
[3040,"LAMINA BLACK THEATER  24 x 48 x 1\" Fglas","M2","FIBRA DE VIDRIO",null,"0,00 %","0,00"]
[102740,"LAMINA C.R. DECAP.Y ACEITAD.1.20x2.40 e=2.5mm","UN","ACEROS,HIERROS/MALLAS,CERCHAS",null,"0,00 %","0,00"]
[103554,"LAMINA CALIBRE 20","M2","MISCELANEA",null,"0,00 %","0,00"]
[3465,"LAMINA CIRRUS  24x24x3/4\"ref:549","M2","LAMINAS",null,"0,00 %","0,00"]
[3464,"LAMINA CIRRUS  24x24x3/4\"ref:550","M2","LAMINAS",null,"0,00 %","0,00"]
[3466,"LAMINA CIRRUS  24x24x3/4\"ref:584","M2","LAMINAS",null,"0,00 %","0,00"]
[3467,"LAMINA CIRRUS  24x24x3/4\"ref:589","M2","LAMINAS",null,"0,00 %","0,00"]
[102340,"LAMINA CIRRUS  RH 70 1.22X61 12mm","UN","LAMINAS",null,"0,00 %","0,00"]
[101776,"LAMINA COLD ROLLED Ca.18 1x2 M","M2","ACEROS,HIERROS/MALLAS,CERCHAS",null,"0,00 %","0,00"]
[102093,"LAMINA COLD ROLLED Ca.25 1x2 M","UN","ACEROS,HIERROS/MALLAS,CERCHAS",null,"0,00 %","0,00"]
[102847,"Lámina cold rolled cal. 18 (4'x8') (1.22x2.44) **","UN","ACEROS,HIERROS/MALLAS,CERCHAS",null,"0,00 %","0,00"]
[30,"LAMINA COLD ROLLED Cal.- 18 1x2 M","UN","ACEROS,HIERROS/MALLAS,CERCHAS","860061089 - IDRD - PROYECCIÓN","19,00 %","$ 178.243,00","2023-03-28"]
[3059,"LAMINA COLD ROLLED Cal.16   1.22X2.44 M","M2","LAMINAS PLATINAS","860061089 - IDRD - PROYECCIÓN","19,00 %","$ 109.454,00","2023-03-29"]
[100625,"LAMINA COLD ROLLED Cal.16 1.22x2.44 M","UN","LAMINAS PLATINAS","860061089 - IDRD - PROYECCIÓN","19,00 %","$ 224.410,00","2023-03-29"]
[29,"LAMINA COLD ROLLED Cal.16 4x8M","UN","LAMINAS PLATINAS",null,"0,00 %","0,00"]
[106923,"Lámina Cold Rolled Cal.20 (1.22x2.44m)","UN","LAMINAS",null,"0,00 %","0,00"]
[31,"LAMINA COLD ROLLED Cal.20 1x2M","UN","LAMINAS PLATINAS",null,"0,00 %","0,00"]
[4011,"LAMINA COLD ROLLED Cal.20 1x2M","M2","LAMINAS PLATINAS",null,"0,00 %","0,00"]
[106903,"Lamina Cold rolled Cal.22  (1.22x2.44m)","UN","FERRETERIA Y HERRAMIENTAS","8956232 - IDRD - MEDIA ARMONICA COTIZACIONES","19,00 %","$ 97.793,00","2023-03-22"]
[32,"LAMINA COLD ROLLED Cal.22 1x2M","UN","ACEROS Y HIERROS",null,"0,00 %","0,00"]
[4012,"LAMINA COLD ROLLED Cal.22 1x2M","M2","ACEROS Y HIERROS",null,"0,00 %","0,00"]
[33,"LAMINA COLD ROLLED Cal.24 1x2M","UN","LAMINAS PLATINAS",null,"0,00 %","0,00"]
[4013,"LAMINA COLD ROLLED Cal.24 1x2M","M2","LAMINAS PLATINAS",null,"0,00 %","0,00"]
[100356,"Lamina concret aligerado fibra de vidrio GRC **","M2","MUROS YESO",null,"0,00 %","0,00"]
[3454,"LAMINA CORTEGA  24x24x5/8\"ref:704","M2","LAMINAS",null,"0,00 %","0,00"]
[102342,"LAMINA COSMOS RH 95 60x60 15 mm","UN","LAMINAS",null,"0,00 %","0,00"]
[107258,"LÁMINA DE ACERO GALVANIZADO CALIBRE 22","M2","SISTEMAS VENTILACION","66665555555 - IDRD - MEDIA ARITMETICA DE COTIZACIONES","19,00 %","$ 25.133,00","2019-04-22"]
[107200,"LÁMINA DE ACERO GALVANIZADO CALIBRE 24","M2","SISTEMAS VENTILACION","555555555555 - IDRD - MEDIANA DE COTIZACIONES","19,00 %","$ 20.828,00","2019-04-22"]
[108701,"Lámina de acero galvanizado para ovaloducto con re","M2","SISTEMAS VENTILACION",null,"0,00 %","0,00"]
[1276,"LAMINA DE ICOPOR DE 1X1X0.5 cmD-10","UN","CIELO RASOS",null,"0,00 %","0,00"]
[1277,"LAMINA DE ICOPOR DE 1X1X1 cm D-10","UN","CIELO RASOS",null,"0,00 %","0,00"]
[1278,"LAMINA DE ICOPOR DE 1X1X1.5 cm D-10","UN","CIELO RASOS",null,"0,00 %","0,00"]
[1279,"LAMINA DE ICOPOR DE 1X1X3 cm D-10","UN","CIELO RASOS",null,"0,00 %","0,00"]
[1280,"LAMINA DE ICOPOR DE 1X1X4 cm D-10","UN","CIELO RASOS",null,"0,00 %","0,00"]
[1281,"LAMINA DE ICOPOR DE 1X1X5 cm  D-10","UN","CIELO RASOS",null,"0,00 %","0,00"]
[106474,"LAMINA DE TRIPLEX DE 9 M.M x 1,22 x 2,44","UN","MADERAS","860061089 - IDRD - PROYECCIÓN","19,00 %","$ 104.264,00","2022-02-10"]
[12852,"LAMINA DE TRIPLEX DE 9MM.X 1,22X2,44","UN","LAMINAS","860061089 - IDRD - PROYECCIÓN","19,00 %","$ 107.700,00","2022-01-31"]
[101466,"LAMINA DE ZINC LISA 2,24 X 0,90 M CALIBRE 34","UN","FERRETERIA","860061089 - IDRD - PROYECCIÓN","19,00 %","$ 29.468,01","2022-01-29"]
[101919,"LAMINA DE ZINC LISA 2.14X0.90 CALIBRE 34","UN","CARPINTERIA METALICA","8956232 - IDRD - MEDIA ARMONICA COTIZACIONES","19,00 %","$ 31.492,01","2019-08-16"]
[10666,"LAMINA DRENANTE PARA CUBIERTAS ","M2","FACHADAS","860061089 - IDRD - PROYECCIÓN","19,00 %","$ 24.202,01","2023-03-29"]
[3462,"LAMINA DRY WAL 1/2\" RH (Resis.Humedad)1.22X2.44","UN","DRYWALL",null,"0,00 %","0,00"]
[2430,"LAMINA DRY WALL  (2.44X1.22) 1/2\"","M2","LAMINAS",null,"0,00 %","0,00"]
[3455,"LAMINA DRY WALL  1/2''","UN","LAMINAS","860061089 - IDRD - PROYECCIÓN","19,00 %","$ 35.362,00","2023-03-29"]
[127,"LAMINA EN DRY WALL 3/8\"","UN","MUROS YESO","860061089 - IDRD - PROYECCIÓN","19,00 %","$ 38.403,00","2023-03-28"]
[3321,"LAMINA EN DRY WALL 5/8\"","UN","MUROS YESO",null,"0,00 %","0,00"]
[102874,"Lamina en Superboard (1.22x2.44) 8mm **","UN","LAMINAS","860061089 - IDRD - PROYECCIÓN","19,00 %","$ 61.314,00","2023-03-27"]
[103060,"Lamina en Superboard 17MM","UN","LAMINAS",null,"0,00 %","0,00"]
[100362,"Lamina en Superboard modular **","M2","LAMINAS",null,"0,00 %","0,00"]
[3471,"LAMINA ENCORE 1933","M2","LAMINAS",null,"0,00 %","0,00"]
[102349,"LAMINA ETERBOARD 10mm 2.44X1.22","M2","LAMINAS",null,"0,00 %","0,00"]
[104074,"LAMINA ETERBOARD 10MM-1.22X2.44M","UN","CIELO RASOS",null,"0,00 %","0,00"]
[104076,"LAMINA ETERBOARD 17MM-1.22X2.44M","UN","CIELO RASOS",null,"0,00 %","0,00"]
[104073,"LAMINA ETERBOARD 8MM-1.22X2.44M","UN","CIELO RASOS",null,"0,00 %","0,00"]
[3463,"LAMINA F.FISS. SECOND LOOK 24x48x3/4\"","M2","LAMINAS",null,"0,00 %","0,00"]
[3461,"LAMINA F.FISS.FIRE GUARD 24x48x5/8\"","M2","LAMINAS",null,"0,00 %","0,00"]
[108605,"LAMINA FIBRA DE VIDRIO 1.5\" DUCT WRAP","M2","SISTEMAS VENTILACION","89585454444 - CONTRATO CONSULTORIA CDRC 2","19,00 %","$ 16.140,01","2019-10-07"]
[108362,"LAMINA FIBRA DE VIDRIO AEROCOR 1\"","M2","SISTEMAS VENTILACION",null,"0,00 %","0,00"]
[104075,"LAMINA FIBROCEMENTO 14MM-1.22X2.44M","UN","CIELO RASOS",null,"0,00 %","0,00"]
[103267,"LAMINA FIBROCEMENTO 20MM (1.22X2.44)**","M2","MISCELANEA",null,"0,00 %","0,00"]
[3457,"LAMINA FINE FISSURED  24x24x5/8\"","M2","LAMINAS",null,"0,00 %","0,00"]
[3460,"LAMINA FINE FISSURED  24x48x5/8\"","M2","LAMINAS",null,"0,00 %","0,00"]
[3458,"LAMINA FINE FISSURED FIRE GURRO 24x24x5/8\"","M2","LAMINAS",null,"0,00 %","0,00"]
[102341,"LAMINA FUTURA 60x60 14  mm","UN","LAMINAS",null,"0,00 %","0,00"]
[102339,"LAMINA FUTURA RH 70 1.22x61 14 mm","UN","LAMINAS",null,"0,00 %","0,00"]
[108918,"Lamina galv Cal 22","M2","SISTEMAS VENTILACION",null,"0,00 %","0,00"]
[108924,"Lamina galv Cal 24","M2","SISTEMAS VENTILACION",null,"0,00 %","0,00"]
[2057,"LAMINA Galv. Cal. 14  1 x 2 M.","UN","ACCESORIOS HIDROSANITARIOS",null,"0,00 %","0,00"]
[4014,"LAMINA Galv. Cal. 14  1 x 2 M.","M2","ACCESORIOS HIDROSANITARIOS",null,"0,00 %","0,00"]
[1730,"LAMINA Galv. Cal. 16  1 x 2 M.","UN","LAMINAS","860061089 - IDRD - PROYECCIÓN","19,00 %","$ 270.567,00","2023-03-28"]
[4015,"LAMINA Galv. Cal. 16  1 x 2 M.","M2","LAMINAS",null,"0,00 %","0,00"]
[188,"LAMINA Galv. Cal. 18  1 x 2 M","UN","LAMINAS",null,"0,00 %","0,00"]
[4016,"LAMINA Galv. Cal. 18  1 x 2 M","M2","LAMINAS","8956232 - IDRD - MEDIA ARMONICA COTIZACIONES","19,00 %","$ 31.322,00","2019-04-22"]
[3840,"LAMINA Galv. Cal. 20 1 x 2 M","UN","ACEROS,HIERROS/MALLAS,CERCHAS","860061089 - IDRD - PROYECCIÓN","19,00 %","$ 116.176,00","2023-03-29"]
[4017,"LAMINA Galv. Cal. 20 1 x 2 M","M2","LAMINAS",null,"0,00 %","0,00"]
[4018,"LAMINA Galv. Cal. 22  1 x 2 M.","M2","LAMINAS",null,"0,00 %","0,00"]
[833,"LAMINA Galv. Cal. 22  1.22 x 2.44 M.","UN","ACEROS,HIERROS/MALLAS,CERCHAS","860061089 - IDRD - PROYECCIÓN","19,00 %","$ 189.551,01","2023-03-28"]
[1729,"LAMINA Galv. Cal. 24  1 x 2 M.","UN","LAMINAS",null,"0,00 %","0,00"]
[4019,"LAMINA Galv. Cal. 24  1 x 2 M.","M2","LAMINAS",null,"0,00 %","0,00"]
[1405,"LAMINA Galv. Cal. 26  1 x 2 M.","UN","LAMINAS",null,"0,00 %","0,00"]
[4020,"LAMINA Galv. Cal. 26  1 x 2 M.","M2","LAMINAS",null,"0,00 %","0,00"]
[675,"LAMINA Galv. Cal. 28  1 x 2 M.","UN","LAMINAS",null,"0,00 %","0,00"]
[4021,"LAMINA Galv. Cal. 28  1 x 2 M.","M2","ACEROS,HIERROS/MALLAS,CERCHAS","860061089 - IDRD - PROYECCIÓN","19,00 %","$ 36.144,00","2023-03-29"]
[468,"LAMINA Galv. Cal. 30  1 x 2 M.","UN","LAMINAS",null,"0,00 %","0,00"]
[4022,"LAMINA Galv. Cal. 30  1 x 2 M.","M2","LAMINAS",null,"0,00 %","0,00"]
[104091,"LAMINA GALVANIZADA  CAL.18 (1.22X2.44M)","UN","FERRETERIA Y HERRAMIENTAS","860061089 - IDRD - PROYECCIÓN","19,00 %","$ 247.108,00","2022-01-29"]
[104778,"LAMINA GALVANIZADA CAL.22 (1X2M)","UN","LAMINAS PLATINAS",null,"0,00 %","0,00"]
[104142,"LAMINA HOT ROLLED (HR) 3/8\" (9.5mm) de 2m x 1m **","UN","MISCELANEA",null,"0,00 %","0,00"]
[104141,"LAMINA HOT ROLLED (HR) 5/16 (8mm) de 2m x 1m **","UN","MISCELANEA",null,"0,00 %","0,00"]
[105795,"LAMINA HR (1/8\") 1.20X6.0M","UN","LAMINAS PLATINAS","555555555555 - IDRD - MEDIANA DE COTIZACIONES","19,00 %","$ 1.189.280,00","2022-04-29"]
[100452,"Lamina informativa IDG-S(sumin e instal)  **","UN","PREFABRICADOS METALICOS",null,"0,00 %","0,00"]
[102935,"Lamina informativa IDG-S(suministro+Transp.)  **","UN","PREFABRICADOS METALICOS",null,"0,00 %","0,00"]
[100473,"Lamina informativa RutaVida (sumin e instal)  **","UN","PREFABRICADOS METALICOS",null,"0,00 %","0,00"]
[103827,"LAMINA INFORMATIVA SC-120","UN","MOBILIARIO URBANO Y SEÑALIZAC.","860061089 - IDRD - PROYECCIÓN","19,00 %","$ 399.378,01","2023-03-30"]
[102933,"Lamina informativa SC-120  (suministro+Transporte)","UN","PREFABRICADOS METALICOS",null,"0,00 %","0,00"]
[100451,"Lamina informativa SC-120 (sumin e instal)  **","UN","PREFABRICADOS METALICOS",null,"0,00 %","0,00"]
[103826,"LAMINA INFORMATIVA SC-80","UN","MOBILIARIO URBANO Y SEÑALIZAC.","860061089 - IDRD - PROYECCIÓN","19,00 %","$ 330.566,01","2023-03-30"]
[100450,"Lamina informativa SC-80  (sumin e instal)  **","UN","PREFABRICADOS METALICOS",null,"0,00 %","0,00"]
[102932,"Lamina informativa SC-80  (suministro+Transporte)","UN","PREFABRICADOS METALICOS",null,"0,00 %","0,00"]
[104575,"LAMINA MADECOR E:12mm (1.53x2.54m)","UN","MADERAS",null,"0,00 %","0,00"]
[106428,"LAMINA MICROPERFORADA CAL 20 HUECO 3mm","M2","CARPINTERIA METALICA","8956232 - IDRD - MEDIA ARMONICA COTIZACIONES","19,00 %","$ 59.872,01","2019-03-04"]
[104639,"LAMINA NEOPRENO 0.04X0.003","ML","MISCELANEA",null,"0,00 %","0,00"]
[104473,"LAMINA PARA FORMALETA SUPER T (1.53X2.44M)  e=18MM","UN","FORMALETA","8956232 - IDRD - MEDIA ARMONICA COTIZACIONES","19,00 %","$ 258.870,01","2022-04-25"]
[104423,"LAMINA PARA FORMALETA SUPER T (Nueva) 19MM","M2","FORMALETA","860061089 - IDRD - PROYECCIÓN","19,00 %","$ 32.069,00","2022-01-31"]
[102889,"LAMINA PARA FORMALETA SUPER T(1.53X2.44M)e=9MM","M2","FORMALETA","66665555555 - IDRD - MEDIA ARITMETICA DE COTIZACIONES","19,00 %","$ 42.363,00","2022-04-25"]
[102823,"LAMINA PARA FORMALETA SUPER T(2.15X2.44M) e=19mm","UN","FORMALETA",null,"0,00 %","0,00"]
[106419,"LAMINA PLASTICA EN POLIPROPILENO A-IMPACTO DE 4mm","M2","MUEBLES ACCESORIOS",null,"0,00 %","0,00"]
[104825,"LAMINA POLICARBONATO ALVEOLAR 8MM(5.90X2.10M)+tran","UN","CUBIERTAS",null,"0,00 %","0,00"]
[101476,"LAMINA POLICARBONATO ALVEOLAR 8MM(8.85X2.10M)","UN","CUBIERTAS Y ACCESORIOS","860061089 - IDRD - PROYECCIÓN","19,00 %","$ 1.082.751,00","2023-03-29"]
[104831,"Làmina Policarbonato Alveolar transp. 6mm","M2","CUBIERTAS",null,"0,00 %","0,00"]
[103512,"Lámina policarbonato alveolar trnsp.4mm","M2","MISCELANEA",null,"0,00 %","0,00"]
[103514,"Lámina policarbonato alveolar trnsp.4mm(2.10x2.90m","UN","MISCELANEA",null,"0,00 %","0,00"]
[104202,"LAMINA POLICARBONATO MACIZA 6MM(2.05X5.80M)","UN","MOBILIARIO URBANO Y SEÑALIZAC.","860061089 - IDRD - PROYECCIÓN","19,00 %","$ 2.923.691,00","2023-03-28"]
[102347,"Lamina policarbonato maciza cristal 4mm 2.05x5.8m","M2","MISCELANEA","66665555555 - IDRD - MEDIA ARITMETICA DE COTIZACIONES","19,00 %","$ 167.706,00","2022-06-07"]
[105858,"LÁMINA SEÑAL HGCAL.18(60x90cm)+Vinilo AdhesiBrilan","UN","MISCELANEA","860061089 - IDRD - PROYECCIÓN","19,00 %","$ 529.551,00","2023-03-24"]
[105861,"LÁMINA SEÑAL HGCAL.18(90x120cm)+Vinilo AdhesiBrila","UN","MISCELANEA","860061089 - IDRD - PROYECCIÓN","19,00 %","$ 794.335,00","2023-03-24"]
[103828,"LAMINA SEÑAL IDG-S","UN","MOBILIARIO URBANO Y SEÑALIZAC.","860061089 - IDRD - PROYECCIÓN","19,00 %","$ 129.105,00","2023-03-30"]
[106891,"Lamina Sika drenaje 32T","M2","CUBIERTAS Y ACCESORIOS",null,"0,00 %","0,00"]
[104736,"LAMINA SOFTWAVE 25 LISA (SIN ESTRUC+TRANS+ACCES)","M2","FACHADAS",null,"0,00 %","0,00"]
[104153,"Lámina Superboard 1.22X2.44X8mm","UN","DRYWALL","860061089 - IDRD - PROYECCIÓN","19,00 %","$ 94.525,00","2023-03-28"]
[103268,"LAMINA SUPERBOARD 6.0MM (1.22X2.44)","UN","DRYWALL","860061089 - IDRD - PROYECCIÓN","19,00 %","$ 72.143,00","2023-03-27"]
[103591,"Lamina tablex 18 mm (1.53x2.44m)***","UN","MISCELANEA",null,"0,00 %","0,00"]
[103798,"LAMINA VALLA INSTRUCCIÓN","UN","MISCELANEA",null,"0,00 %","0,00"]
[102922,"LAMINA.POLICARB.ALVEOLAR 6mm(2.10 X 2.90 M)","UN","CUBIERTAS Y ACCESORIOS","860061089 - IDRD - PROYECCIÓN","19,00 %","$ 343.108,00","2023-03-27"]
[106473,"LAMINAS DE TRIPLEX 15 MM x 1,22 x 2,44","UN","MADERAS","860061089 - IDRD - PROYECCIÓN","19,00 %","$ 175.824,00","2022-02-10"]
[102949,"LAMPARA 24 CELDAS 4X18W TUBOT8+BALASTO","UN","LAMPARAS",null,"0,00 %","0,00"]
[104378,"LAMPARA AUTONOMA","UN","MISCELANEA",null,"0,00 %","0,00"]
[105379,"Lampara de señalización piscina complejo acuatico","UN","EQUIPOS ESPECIALES",null,"0,00 %","0,00"]
[3688,"LAMPARA FLCTE 2x48","UN","LAMPARAS",null,"0,00 %","0,00"]
[102857,"LAMPARA FLUORESC. 2x32W(ARMAZON+BALAST+SOCKET+TUBO","UN","LAMPARAS","555555555555 - IDRD - MEDIANA DE COTIZACIONES","19,00 %","$ 59.304,00","2020-01-21"]
[104584,"LAMPARA FLUORESC.T8(4X32W-36W)120VKIT(+ BOMBILLAS)","UN","APARATOS ELECTRICOS",null,"0,00 %","0,00"]
[100769,"LAMPARA FLUORESCENTE 2X32 T-8","UN","LAMPARAS",null,"0,00 %","0,00"]
[103425,"LAMPARA FLUORESCENTE 2X32W(+BALAST.ELECT.TIPO INDU","UN","MISCELANEA",null,"0,00 %","0,00"]
[103426,"LAMPARA FLUORESCENTE 2X32W(+BALAST.ELECT.TIPO INDU","UN","INST. ELECTRICAS",null,"0,00 %","0,00"]
[103503,"LAMPARA FLUORESCENTE 2X54W(+BALAST.ELECT.TIPO INDU","UN","MISCELANEA",null,"0,00 %","0,00"]
[3660,"LAMPARA FLUORESCENTE T8(4x32)244 (CON BOMBILLAS)","UN","LAMPARAS",null,"0,00 %","0,00"]
[104811,"LAMPARA HERM. DE SOBREPONER 2X17W-POLICARBONATO C","UN","LAMPARAS","555555555555 - IDRD - MEDIANA DE COTIZACIONES","19,00 %","$ 76.160,00","2019-10-23"]
[104165,"LAMPARA HERMETICA 2X32 (ACRILICO)+ TUBOS","UN","INST. ELECTRICAS","860061089 - IDRD - PROYECCIÓN","19,00 %","$ 66.306,00","2023-03-28"]
[103866,"lampara hermetica 2x32W","UN","LAMPARAS","860061089 - IDRD - PROYECCIÓN","19,00 %","$ 49.357,00","2023-03-28"]
[105893,"Lampara hermetica se sobrepone 2 x18","UN","INST. ELECTRICAS",null,"0,00 %","0,00"]
[106613,"LAMPARA LED 30W REDONDO blanca de incrustar","UN","LAMPARAS",null,"0,00 %","0,00"]
[12571,"Lampara Led Tipo Tortuga Ovalada-12W-960Lm-6.00K-IP-65(120/240)","UN","LAMPARAS","8956232 - IDRD - MEDIA ARMONICA COTIZACIONES","19,00 %","$ 20.334,01","2019-12-18"]
[106614,"LAMPARA PANEL REDONDO LED 18CM DIÁMETRO 12W","UN","LAMPARAS","860061089 - IDRD - PROYECCIÓN","19,00 %","$ 11.668,00","2022-02-09"]
[106615,"LAMPARA PANEL REDONDO LED 30CM DIÁMETRO 25W","UN","LAMPARAS","860061089 - IDRD - PROYECCIÓN","19,00 %","$ 23.180,00","2022-02-09"]
[104373,"LAMPARA REDONDA CERRADA 2X32+BOMB.","UN","MISCELANEA",null,"0,00 %","0,00"]
[104375,"LAMPARA REDONDA CERRADA(1X26W)+bomb","UN","MISCELANEA",null,"0,00 %","0,00"]
[104374,"LAMPARA REDONDA CERRADA1X32W+bombillo","UN","MISCELANEA","860061089 - IDRD - PROYECCIÓN","19,00 %","$ 74.818,00","2023-03-28"]
[107807,"LAMPARA TIPO MARINO INDUSTRIAL","UN","EQUIPOS PARA COCINA",null,"0,00 %","0,00"]
[104377,"LAMPARA TIPO TORTUGA 1X16W+bombillos","UN","MISCELANEA",null,"0,00 %","0,00"]
[104376,"LAMPARA TIPO TORTUGA 1X26 W + bombillo","UN","MISCELANEA","860061089 - IDRD - PROYECCIÓN","19,00 %","$ 41.178,00","2023-03-28"]
[104728,"LAMPARA(60X30CM)ESPECULAR(2X17)SOBREPONER TUBO-T8","UN","LAMPARAS",null,"0,00 %","0,00"]
[103716,"LAMPARA(60X60CM) ESPECULAR 4X17 SOBREPONER TUBO-T8","UN","INST. ELECTRICAS",null,"0,00 %","0,00"]
[105073,"LANTANA  PARA JARDIN","UN","JARDINERIA Y GRAMAS","860061089 - IDRD - PROYECCIÓN","0,00 %","$ 5.488,00","2022-01-31"]
[105045,"Lañado-Pulida-Sellado y Lacado de  Piso en Madera","M2","Pisos","860061089 - IDRD - PROYECCIÓN","19,00 %","$ 39.103,00","2023-03-24"]
[2590,"LAVABO DOBLE CIRUJANO A.INOX.","UN","INSTALACIONES HOSPITALARIAS",null,"0,00 %","0,00"]
[446,"LAVADERO GRANITO 50x60X0.9 FLAUTA","UN","EQUIPOS PARA COCINA",null,"0,00 %","0,00"]
[143,"LAVADERO GRANITO 80x60","UN","EQUIPOS PARA COCINA",null,"0,00 %","0,00"]
[440,"LAVADERO L=.47x.60  POLIESTER","UN","Lavaplatos, Pocetas,Lavaderos",null,"0,00 %","0,00"]
[449,"LAVADERO L=.75x.60 con flauta","UN","EQUIPOS PARA COCINA",null,"0,00 %","0,00"]
[103571,"LAVADERO PREFABRICADO 0.60x0.50x0.40m **","UN","MISCELANEA",null,"0,00 %","0,00"]
[108845,"Lavado según especificaciones.","GL","MISCELANEA",null,"0,00 %","0,00"]
[77,"LAVAMANOS  CANCILLER BLANCO","UN","APARATOS",null,"0,00 %","0,00"]
[9400,"LAVAMANOS  MARACAY  VEGAS PETITE MARFIL","UN","APARATOS",null,"0,00 %","0,00"]
[74,"LAVAMANOS  RIVIERA PREMIUM","UN","APARATOS",null,"0,00 %","0,00"]
[587,"LAVAMANOS 4-8\" Pedestal","UN","APARATOS","860061089 - IDRD - PROYECCIÓN","19,00 %","$ 204.057,00","2022-06-07"]
[103674,"LAVAMANOS ACERO INOX REDONDO ESFERICO Ø 42 cm","UN","GRIFERIAS,APARATOS,ACCESORIOS","8956232 - IDRD - MEDIA ARMONICA COTIZACIONES","19,00 %","$ 307.069,00","2019-09-09"]
[2697,"LAVAMANOS ACUACER Colgar            CRNA","UN","APARATOS",null,"0,00 %","0,00"]
[2795,"LAVAMANOS ACUACER+Grif.8\" GALAXIA  CRNA","UN","APARATOS",null,"0,00 %","0,00"]
[2797,"LAVAMANOS AVANTI Colgar+Grif.8\" PRIS     CRNA","UN","APARATOS",null,"0,00 %","0,00"]
[2789,"LAVAMANOS AVANTI Colgar+Grif.8\" PRISMA CRNA","UN","APARATOS",null,"0,00 %","0,00"]
[951,"LAVAMANOS AVANTI Pedestal             CRNA","UN","APARATOS",null,"0,00 %","0,00"]
[958,"LAVAMANOS AVANTI Pedestal             CRNA","UN","APARATOS",null,"0,00 %","0,00"]
[2800,"LAVAMANOS AVANTI Sbrp+Grif.PRISMA   CRNA","UN","APARATOS",null,"0,00 %","0,00"]
[2794,"LAVAMANOS BLANCO COLGAR+Griferia (llave+sifon+desa","UN","APARATOS","860061089 - IDRD - PROYECCIÓN","19,00 %","$ 106.888,00","2022-01-28"]
[103373,"LAVAMANOS COLGAR INSTITUC. DISCAPACIT.BLANCO NAL.","UN","MISCELANEA","8956232 - IDRD - MEDIA ARMONICA COTIZACIONES","19,00 %","$ 363.878,00","2019-03-28"]
[104814,"LAVAMANOS DE COLGAR AQUAJET CORONA","UN","MISCELANEA",null,"0,00 %","0,00"]
[3502,"LAVAMANOS ELITE Peds          CRNA","UN","APARATOS",null,"0,00 %","0,00"]
[3503,"LAVAMANOS ELITE Peds          CRNA","UN","APARATOS",null,"0,00 %","0,00"]
[3504,"LAVAMANOS ELITE Sbrp              CRNA","UN","APARATOS",null,"0,00 %","0,00"]
[3505,"LAVAMANOS ELITE Sbrp              CRNA","UN","APARATOS",null,"0,00 %","0,00"]
[103625,"LAVAMANOS EN ACERO INOX. CAL.18 TIPO 304-2B BEBED","UN","GRIFERIAS,APARATOS,ACCESORIOS",null,"0,00 %","0,00"]
[103984,"LAVAMANOS ESFERICO 0.32m ACERO INOX. BRILLANTE **","UN","MISCELANEA",null,"0,00 %","0,00"]
[103985,"LAVAMANOS ESFERICO 0.42m ACERO INOX. BRILLANTE **","UN","MISCELANEA",null,"0,00 %","0,00"]
[108854,"Lavamanos Ganamax Blanco Corona","UN","INST. HIDRAUL/SANIT. Y LAMINAS",null,"0,00 %","0,00"]
[2783,"LAVAMANOS MARSELLA  SOBREPONER  BLANCO","UN","APARATOS","8956232 - IDRD - MEDIA ARMONICA COTIZACIONES","19,00 %","$ 174.027,00","2023-03-21"]
[589,"LAVAMANOS MARSELLA 4-8\" Peds          CRNA","UN","APARATOS",null,"0,00 %","0,00"]
[591,"LAVAMANOS MARSELLA o similar Blanco Incr.  CORONA","UN","APARATOS","860061089 - IDRD - PROYECCIÓN","19,00 %","$ 163.252,01","2022-01-28"]
[588,"LAVAMANOS MAXIMO 4-8\" Sbrp           CRNA","UN","APARATOS",null,"0,00 %","0,00"]
[2781,"LAVAMANOS MAXIMO 4-8\" Sbrp          CRNA","UN","ACCESORIOS",null,"0,00 %","0,00"]
[2782,"LAVAMANOS MAXIMO Sbrp+Grif.Monocontrol CRNA","UN","APARATOS",null,"0,00 %","0,00"]
[2786,"LAVAMANOS MAXIMO Sbrp+Grif.Monocontrol CRNA","UN","APARATOS",null,"0,00 %","0,00"]
[585,"LAVAMANOS MAZARA  Peds  CRNA","UN","APARATOS",null,"0,00 %","0,00"]
[101821,"LAVAMANOS MILANO Colgar","UN","GRIFERIAS,APARATOS,ACCESORIOS","860061089 - IDRD - PROYECCIÓN","19,00 %","$ 66.434,00","2022-06-03"]
[106397,"LAVAMANOS MILANO ENSO PEDESTAL","UN","APARATOS",null,"0,00 %","0,00"]
[103098,"LAVAMANOS NOVARA CRNA **","UN","MISCELANEA",null,"0,00 %","0,00"]
[577,"LAVAMANOS PEDEST.VERONA       CORONA","UN","APARATOS",null,"0,00 %","0,00"]
[9449,"LAVAMANOS PEDEST.VERONA  Color     CORONA","UN","APARATOS",null,"0,00 %","0,00"]
[2696,"LAVAMANOS PRESTIGIO    CRNA","UN","APARATOS",null,"0,00 %","0,00"]
[2704,"LAVAMANOS PRESTIGIO Incr+Grif.FENIX CRNA","UN","APARATOS",null,"0,00 %","0,00"]
[2703,"LAVAMANOS PRESTIGIO Incr+Grif.GAVIOTA CRNA","UN","APARATOS",null,"0,00 %","0,00"]
[2694,"LAVAMANOS PRESTIGIO Peds 8\"         CRNA","UN","APARATOS",null,"0,00 %","0,00"]
[2700,"LAVAMANOS PRESTIGIO Peds+Grif.FENIX CRNA","UN","APARATOS",null,"0,00 %","0,00"]
[2699,"LAVAMANOS PRESTIGIO Peds+Grif.GAVIOTA CRNA","UN","APARATOS",null,"0,00 %","0,00"]
[2695,"LAVAMANOS PRESTIGIO Sbrp 8\"         CRNA","UN","APARATOS",null,"0,00 %","0,00"]
[2701,"LAVAMANOS PRESTIGIO Sbrp+Grif.ATHEN CRNA","UN","APARATOS",null,"0,00 %","0,00"]
[2702,"LAVAMANOS PRESTIGIO Sbrp+Grif.SFERA CRNA","UN","APARATOS",null,"0,00 %","0,00"]
[107780,"LAVAMANOS QUIRÚRGICO A PARED","UN","EQUIPOS PARA COCINA",null,"0,00 %","0,00"]
[1726,"LAVAMANOS RIVIERA BLANCO","UN","APARATOS",null,"0,00 %","0,00"]
[9401,"LAVAMANOS RIVIERA PASTEL","UN","APARATOS",null,"0,00 %","0,00"]
[3498,"LAVAMANOS SELECTA Incr              CRNA","UN","APARATOS",null,"0,00 %","0,00"]
[3499,"LAVAMANOS SELECTA Incr              CRNA","UN","APARATOS",null,"0,00 %","0,00"]
[3494,"LAVAMANOS SELECTA Peds          CRNA","UN","APARATOS",null,"0,00 %","0,00"]
[3496,"LAVAMANOS SELECTA Sbrp             CRNA","UN","APARATOS",null,"0,00 %","0,00"]
[3497,"LAVAMANOS SELECTA Sbrp             CRNA","UN","APARATOS",null,"0,00 %","0,00"]
[9402,"LAVAMANOS SIENA PASTEL","UN","APARATOS",null,"0,00 %","0,00"]
[104809,"LAVAMANOS SOBREPONER ENNA  CORONA","UN","APARATOS",null,"0,00 %","0,00"]
[586,"LAVAMANOS STILO 4-8\" Sbrp             CRNA","UN","APARATOS",null,"0,00 %","0,00"]
[2705,"LAVAMANOS STILO Peds+Grif.Mctrl     CRNA","UN","APARATOS",null,"0,00 %","0,00"]
[2706,"LAVAMANOS STILO Sbrp+Grif.Sfera     CRNA","UN","APARATOS",null,"0,00 %","0,00"]
[2785,"LAVAMANOS TIFANY Peds+Grif.MctrlCRNA","UN","APARATOS",null,"0,00 %","0,00"]
[2784,"LAVAMANOS TIFANY Peds+Grif.Monocontrol CRNA","UN","APARATOS",null,"0,00 %","0,00"]
[100695,"LAVAMANOS VALENCIA Sbrp Blanco            CRNA","UN","APARATOS","860061089 - IDRD - PROYECCIÓN","19,00 %","$ 137.751,00","2023-03-21"]
[102320,"LAVAMANOS VARESE Sbrp         ALFA","UN","APARATOS",null,"0,00 %","0,00"]
[2787,"LAVAMANOS VERONA  Colgar            CRNA","UN","APARATOS",null,"0,00 %","0,00"]
[2788,"LAVAMANOS VERONA Colgar            CRNA","UN","APARATOS",null,"0,00 %","0,00"]
[582,"LAVAMANOS VERONA Peds             CRNA","UN","APARATOS",null,"0,00 %","0,00"]
[2958,"LAVAMANOS VICTORIA BLANCO","UN","APARATOS",null,"0,00 %","0,00"]
[9403,"LAVAMANOS VICTORIA PASTEL","UN","APARATOS",null,"0,00 %","0,00"]
[2975,"LAVAMANOS VICTORIA PREMIUM","UN","APARATOS",null,"0,00 %","0,00"]
[584,"LAVAMANOS VICTORIANA Sbrp             CRNA","UN","APARATOS",null,"0,00 %","0,00"]
[583,"LAVAMANOS VICTORIANA/ MAZARA Sobreponerp","UN","APARATOS",null,"0,00 %","0,00"]
[108538,"Lavanda/Lavandula Dentata","UN","JARDINERIA Y GRAMAS","860061089 - IDRD - PROYECCIÓN","0,00 %","$ 3.533,00","2022-01-31"]
[450,"LAVAPLATOS 60 x 40 Esmaltado","UN","EQUIPOS PARA COCINA",null,"0,00 %","0,00"]
[104685,"LAVAPLATOS A . INOX. 0.57M X 0.51M   SOCODA","UN","Lavaplatos, Pocetas,Lavaderos",null,"0,00 %","0,00"]
[1011,"LAVAPLATOS A.Inox.0.48                     CHLLG","UN","Lavaplatos, Pocetas,Lavaderos",null,"0,00 %","0,00"]
[103524,"Lavaplatos empotrar cal. 20 acero inox 50x35 **","UN","Lavaplatos, Pocetas,Lavaderos","860061089 - IDRD - PROYECCIÓN","19,00 %","$ 83.482,00","2023-03-28"]
[2606,"LAVAPLATOS MOEN","UN","EQUIPOS PARA COCINA",null,"0,00 %","0,00"]
[4007,"LAVARROPA PORCELANA FRIAFIRPLAK 46x51","UN","APARATOS",null,"0,00 %","0,00"]
[4008,"LAVARROPA PORCELANA FRIAFIRPLAK 48x60","UN","APARATOS",null,"0,00 %","0,00"]
[4009,"LAVARROPA PORCELANA FRIAFIRPLAK 80x60","UN","APARATOS",null,"0,00 %","0,00"]
[107824,"LAVAVAJILLAS ELECTRICO LC900","UN","EQUIPOS PARA COCINA",null,"0,00 %","0,00"]
[108410,"lechada y pegante para zocalo media caña CRDC","ML","Guardaescobas",null,"0,00 %","0,00"]
[101862,"Lector de proximidad para accesos CDRC Cometas","UN","APARATOS ELECTRICOS","77777777777 - CONTRATO CONSULTORIA CEFE COMETAS","19,00 %","$ 860.625,01","2019-07-08"]
[108013,"Lectora de proximidad MiniProx","UN","APARATOS ELECTRICOS",null,"0,00 %","0,00"]
[108682,"LECTORA DE TARJETA","UN","MISCELANEA",null,"0,00 %","0,00"]
[101685,"LED tipo bañador de pared 27cm9 W1420lmCRDC-Cometa","UN","LAMPARAS","77777777777 - CONTRATO CONSULTORIA CEFE COMETAS","19,00 %","$ 333.313,00","2019-07-03"]
[108516,"LED10  DUNA LED 1x1.2 35W112lm/w3900lm 120-277V","UN","MISCELANEA",null,"0,00 %","0,00"]
[108518,"LED11 Cinta LED LINEARlight Flex Shrort pitch 9.6W","UN","MISCELANEA",null,"0,00 %","0,00"]
[108524,"LED12 158W 4000K  NW 10PCB -1R x 2200lm Longitud","UN","MISCELANEA",null,"0,00 %","0,00"]
[108529,"LED13NW 3PCB -1R x 2200lm  1.70m - 42,9W - 4000K","UN","MISCELANEA",null,"0,00 %","0,00"]
[108533,"LED14 15.8W 4000K  NW 1PCB -1R x 2200lm -582mm","UN","MISCELANEA",null,"0,00 %","0,00"]
[108536,"LED15 142,2W 4000K  NW 9PCB -1R x 2200lm 5086mm","UN","MISCELANEA",null,"0,00 %","0,00"]
[108543,"LED16 110,6W 4000K  NW 7PCB -1R x 2200lm-3960mm","UN","MISCELANEA",null,"0,00 %","0,00"]
[108544,"LED17  31,6W 4000K  NW 2PCB -1R x 2200lm- 1145mm","UN","MISCELANEA",null,"0,00 %","0,00"]
[108580,"LED18 63.2W 4000K  NW 4PCB -1R x 2200lm-2271mm","UN","MISCELANEA",null,"0,00 %","0,00"]
[108582,"LED20NW 7PCB -1R x 2200lm Longitud 3.96m - 98.4W","UN","MISCELANEA",null,"0,00 %","0,00"]
[108644,"LED21Luminaria  tipo lineal Wall washer15X56 - 24°","UN","MISCELANEA",null,"0,00 %","0,00"]
[108646,"LED22Cinta LED Linearlight Value Flex protect 1000","ML","MISCELANEA",null,"0,00 %","0,00"]
[108648,"LED23CintaLED Linearlight Flex protect Short pitch","ML","MISCELANEA",null,"0,00 %","0,00"]
[108485,"LED3 LED 79W 4000K  NW 5PCB -1R x 2200lm- 2834mm","UN","INST. ELECTRICAS",null,"0,00 %","0,00"]
[108488,"LED4 126.4W 4000K  NW 8PCB -1R x 2200lm Longitud","UN","MISCELANEA",null,"0,00 %","0,00"]
[108498,"LED5 15.8W 4000k 1PCB-1R x 2200lm Longitud  595mm","UN","MISCELANEA",null,"0,00 %","0,00"]
[108500,"LED6  31,6W 4000k 2PCB-1R x 2200lm Longitud  1161m","UN","MISCELANEA",null,"0,00 %","0,00"]
[108502,"LED7 47.4W - 4000k 3PCB-1R x 2200lm 1727mm","UN","MISCELANEA",null,"0,00 %","0,00"]
[108504,"LED8 63.2W - 4000k 4PCB-1R x 2200lm-  2293mm","UN","MISCELANEA",null,"0,00 %","0,00"]
[108511,"LED9 79W - 4000k 5PCB-1R x 2200lm Longitud  2859mm","UN","MISCELANEA",null,"0,00 %","0,00"]
[10629,"Lengua de Vaca (Rumex Crispus)","UN","ARBOLES Y PLANTAS","860061089 - IDRD - PROYECCIÓN","19,00 %","$ 3.423,00","2023-03-29"]
[109087,"LENTE FIJA PROYECTORA 5 MTS","UN","PERFILERIA",null,"0,00 %","0,00"]
[105201,"LETRA PARA ESCALADA (SUM+TRANSPORTE)","UN","MOBILIARIO PARQUES",null,"0,00 %","0,00"]
[108450,"Letras en lámina HR de 6mm corte laser, Estructura","UN","AVISOS Y VALLAS",null,"0,00 %","0,00"]
[107384,"Letras en lámina HR de 9mm, soldadas a estructura","UN","AVISOS Y VALLAS",null,"0,00 %","0,00"]
[12583,"letrero en acrilico sin iluminacion letras de h=1.30","UN","AVISOS Y VALLAS","8956232 - IDRD - MEDIA ARMONICA COTIZACIONES","19,00 %","$ 22.441.360,45","2020-04-17"]
[12585,"Letrero sobre piso para zonas 4m x 1.49m","UN","AVISOS Y VALLAS","8956232 - IDRD - MEDIA ARMONICA COTIZACIONES","19,00 %","$ 5.110.798,01","2020-04-28"]
[12584,"Letrero suspendido para zonas 4m x 1.49m","UN","AVISOS Y VALLAS","8956232 - IDRD - MEDIA ARMONICA COTIZACIONES","19,00 %","$ 5.014.124,00","2020-04-17"]
[101405,"LEVANTAMIENTO TOPOGRAFICO (A: 6400-8000M2)","M2","TARIFAS Y SERVICIOS",null,"0,00 %","0,00"]
[101407,"LEVANTAMIENTO TOPOGRAFICO (A:10000-20000M2)","M2","TARIFAS Y SERVICIOS",null,"0,00 %","0,00"]
[101063,"LEVANTAMIENTO TOPOGRAFICO PARA  PARQUE DE BARRIO","M2","TARIFAS Y SERVICIOS","860.061.099.1 - IDRD","19,00 %","$ 388,68","2022-01-24"]
[2187,"LIBRO MARCACION MIXTA DESXON","UN","INST. ELECTRICAS","66665555555 - IDRD - MEDIA ARITMETICA DE COTIZACIONES","19,00 %","$ 25.888,00","2019-04-11"]
[106836,"Licencia de Programas Computacionales Especiales","MES","EQUIPOS ESPECIALES","860061089 - IDRD - PROYECCIÓN","19,00 %","$ 469.047,00","2022-03-07"]
[108022,"licencia Standard Edition","UN","APARATOS ELECTRICOS",null,"0,00 %","0,00"]
[107774,"LICUADORA INDUSTRIAL VOLCABLE","UN","EQUIPOS PARA COCINA",null,"0,00 %","0,00"]
[108546,"Ligustro/Ligustrum lucidum","UN","JARDINERIA Y GRAMAS",null,"0,00 %","0,00"]
[3456,"LIJA  Nº-120 PLIEGO","UN","FERRETERIA Y HERRAMIENTAS","555555555555 - IDRD - MEDIANA DE COTIZACIONES","19,00 %","$ 1.272,00","2023-03-22"]
[103063,"LIJA  ROJA # 150 PLIEGO","UN","FERRETERIA Y HERRAMIENTAS","8956232 - IDRD - MEDIA ARMONICA COTIZACIONES","19,00 %","$ 1.512,00","2023-03-31"]
[103064,"LIJA 80 PLIEGO","UN","PINTURAS","860061089 - IDRD - PROYECCIÓN","19,00 %","$ 1.610,00","2022-06-07"]
[102831,"LIJA BANDA 4X24 PULGADA GR60 CAR 79 77696027471","UN","FERRETERIA","860061089 - IDRD - PROYECCIÓN","19,00 %","$ 6.812,00","2022-01-29"]
[532,"LIJA DE AGUA  50-100","UN","FERRETERIA","555555555555 - IDRD - MEDIANA DE COTIZACIONES","19,00 %","$ 1.278,00","2023-03-08"]
[1284,"LIJA DE AGUA GRANO 120.150.180","UN","FERRETERIA Y HERRAMIENTAS","555555555555 - IDRD - MEDIANA DE COTIZACIONES","19,00 %","$ 1.204,01","2023-03-22"]
[514,"LIJA MADERA CAR 12","UN","FERRETERIA",null,"0,00 %","0,00"]
[1285,"LIJA ROJA # 100 PLIEGO","UN","FERRETERIA Y HERRAMIENTAS","860061089 - IDRD - PROYECCIÓN","19,00 %","$ 1.362,00","2022-01-29"]
[103296,"LIJA ROJA # 120 PLIEGO","UN","PINTURAS","860061089 - IDRD - PROYECCIÓN","19,00 %","$ 1.720,00","2023-03-24"]
[12817,"LIJA ROJA # 180 PLIEGO","UN","PINTURAS","860061089 - IDRD - PROYECCIÓN","19,00 %","$ 1.362,00","2022-01-31"]
[12840,"LIJA ROJA # 220","UN","FERRETERIA","860061089 - IDRD - PROYECCIÓN","19,00 %","$ 1.420,00","2022-01-29"]
[102891,"LIJA TELA PABMERIL PLIEGO 9X11\" GRANO 150","UN","PINTURAS","860061089 - IDRD - PROYECCIÓN","19,00 %","$ 2.439,00","2023-03-24"]
[102767,"LIJADORA ORBITAL 1/4 230W 2.4A 14.000 OPM","UN","HERRAMIENTA","860061089 - IDRD - PROYECCIÓN","19,00 %","$ 361.665,00","2022-01-31"]
[1126,"LIJADORA PALMA PROFESIONAL ¼\"   DE WALT","UN","HERRAMIENTA",null,"0,00 %","0,00"]
[102768,"LIMA MEDIA CAÑA 8 PULGADAS 15F8171","UN","HERRAMIENTA","860061089 - IDRD - PROYECCIÓN","19,00 %","$ 23.127,00","2022-01-31"]
[102769,"LIMA PLANA 8 PULGADAS 15F8111","UN","HERRAMIENTA","860061089 - IDRD - PROYECCIÓN","19,00 %","$ 20.460,00","2022-01-31"]
[102770,"LIMA REDONDA 8 PULGADAS 15F8131 REDLINE","UN","HERRAMIENTA","860061089 - IDRD - PROYECCIÓN","19,00 %","$ 15.621,00","2022-01-31"]
[105465,"LIMA TRIANGULAR DE 6” CABO PLASTICO PARA AFILAR","UN","FERRETERIA Y HERRAMIENTAS",null,"0,00 %","0,00"]
[106495,"LIMA TRIANGULAR DE 8\" CON CABO plastico  Bastarda","UN","HERRAMIENTA","860061089 - IDRD - PROYECCIÓN","19,00 %","$ 16.190,00","2022-01-31"]
[3071,"LIMESTONE PLUS (3 Kg.)","KG","ADITIVOS Y QUIMICOS",null,"0,00 %","0,00"]
[100830,"Limites de Consistencia Atterberg","UN","AGREGADOS CONCRETOS Y MORTEROS","860061089 - IDRD - PROYECCIÓN","19,00 %","$ 66.649,00","2022-06-07"]
[102610,"LIMO ARCILLOSO INCLUYE TRANS","M3","ENCHAPES,PISOS,ALFOMBRAS,PAPEL","6555555555 - IDRD - MENOR VALOR   DE COTIZACIONES","19,00 %","$ 116.666,67","2022-05-06"]
[108531,"Limonium/Limonium Spectabile","UN","JARDINERIA Y GRAMAS","860061089 - IDRD - PROYECCIÓN","0,00 %","$ 8.428,00","2022-01-31"]
[104748,"LIMPIADOR DESENGRASANTE N°2  USO INDUST galon","GLN","IMPERMEABIL.,ADITIVOS,QUIMICOS","860061089 - IDRD - PROYECCIÓN","19,00 %","$ 86.596,00","2022-06-03"]
[103245,"LIMPIADOR ELECTRÓNICO 235CM3 CRC","UN","MISCELANEA","860061089 - IDRD - PROYECCIÓN","19,00 %","$ 24.858,01","2022-06-07"]
[108358,"LIMPIADOR PARA RUBATEX (POR BOTELLA)","UN","SISTEMAS VENTILACION",null,"0,00 %","0,00"]
[104314,"LIMPIADOR PVC 760 Gr O 1/4 GAL. S/NORMA ICONTEC","UN","INST. HIDRAUL/SANIT. Y LAMINAS","8956232 - IDRD - MEDIA ARMONICA COTIZACIONES","19,00 %","$ 48.762,00","2023-03-22"]
[1286,"LIMPIADOR PVC x 1/4 GAL. S/NORMA ICONTEC","UN","INST. DE GAS","8956232 - IDRD - MEDIA ARMONICA COTIZACIONES","19,00 %","$ 49.665,00","2023-03-23"]
[2060,"LIMPIADOR REMOVEDOR PVC (1/4 Gal)S/NORMA ICONTEC","UN","INST. HIDRAUL/SANIT. Y LAMINAS","8956232 - IDRD - MEDIA ARMONICA COTIZACIONES","19,00 %","$ 55.871,00","2023-03-09"]
[101079,"LIMPIADOR Rinse de Gloriel (Ladrillo )","GLN","INST. DE GAS",null,"0,00 %","0,00"]
[3834,"LIMPIADOR Y DESENGRASANTE ECOL-7070 LOCTITE-16 ONZ","UN","INST. DE GAS","860061089 - IDRD - PROYECCIÓN","19,00 %","$ 77.676,00","2023-03-29"]
[107750,"LimpiadorGrandeDiametrosPVC-P-RDE-21Ø10\"Curt.MaqPO","UN","INST. HIDRAUL/SANIT. Y LAMINAS",null,"0,00 %","0,00"]
[107757,"LimpiadorGrandesDiametroCPVC-P-Sch-80Ø6\"CuartMaqPO","UN","INST. HIDRAUL/SANIT. Y LAMINAS",null,"0,00 %","0,00"]
[107755,"LimpiadorGrandesDiametrosCPVC-P-Sch-80Ø6\"PerimPO","UN","INST. HIDRAUL/SANIT. Y LAMINAS",null,"0,00 %","0,00"]
[107760,"LimpiadorGrandesDiametrosCPVC-P-Sch-80Ø6\"PerimPR","UN","INST. HIDRAUL/SANIT. Y LAMINAS",null,"0,00 %","0,00"]
[107753,"LimpiadorGrandesDiametrosCPVC-P-Sch-80Ø6\"PiscOlimp","UN","INST. HIDRAUL/SANIT. Y LAMINAS",null,"0,00 %","0,00"]
[107763,"LimpiadorGrandesDiametrosCPVC-P-Sch-80Ø8\"PiscOlimp","UN","INST. HIDRAUL/SANIT. Y LAMINAS",null,"0,00 %","0,00"]
[108490,"LimpiadorGrandesDiametrosPVC-P-RDE-21Ø10\"Perim.PO","UN","INST. HIDRAUL/SANIT. Y LAMINAS",null,"0,00 %","0,00"]
[107743,"LimpiadorGrandesDiametrosPVC-P-RDE-21Ø6\"CuarMaqPO","UN","INST. HIDRAUL/SANIT. Y LAMINAS",null,"0,00 %","0,00"]
[107737,"LimpiadorGrandesDiametrosPVC-P-RDE-21Ø6\"CuartMaqPi","UN","INST. HIDRAUL/SANIT. Y LAMINAS",null,"0,00 %","0,00"]
[107742,"LimpiadorGrandesDiametrosPVC-P-RDE-21Ø6\"PerimPO","UN","INST. HIDRAUL/SANIT. Y LAMINAS",null,"0,00 %","0,00"]
[107738,"LimpiadorGrandesDiametrosPVC-P-RDE-21Ø6\"PerimPR","UN","INST. HIDRAUL/SANIT. Y LAMINAS",null,"0,00 %","0,00"]
[107747,"LimpiadorGrandesDiametrosPVC-P-RDE-21Ø8\"Curt.MaqPO","UN","INST. HIDRAUL/SANIT. Y LAMINAS",null,"0,00 %","0,00"]
[107746,"LimpiadorGrandesDiametrosPVC-P-RDE-21Ø8\"Curt.MaqPR","UN","INST. HIDRAUL/SANIT. Y LAMINAS",null,"0,00 %","0,00"]
[105295,"Limpieza camara fija, estadio el campim","UN","EQUIPOS ESPECIALES",null,"0,00 %","0,00"]
[105294,"Limpieza de domo movil, estadio el campim","UN","EQUIPOS ESPECIALES",null,"0,00 %","0,00"]
[105285,"Limpieza de swich estadio el campin","UN","EQUIPOS ESPECIALES",null,"0,00 %","0,00"]
[105304,"Limpieza peinado y remarcacion de cables y equi Es","UN","EQUIPOS ESPECIALES",null,"0,00 %","0,00"]
[105299,"Limpieza y peinado de cables en amplificadores est","UN","EQUIPOS ESPECIALES",null,"0,00 %","0,00"]
[105300,"Limpieza y peinado de cables en plataformas IP, Es","UN","EQUIPOS ESPECIALES",null,"0,00 %","0,00"]
[105301,"Limpieza y reorientación de parlantes cubierta Est","UN","EQUIPOS ESPECIALES",null,"0,00 %","0,00"]
[105302,"Limpieza y reorientación de parlantes de muro Est","UN","EQUIPOS ESPECIALES",null,"0,00 %","0,00"]
[105303,"Limpieza y revisión de parlantes de techo Estadio el Campin","UN","EQUIPOS ESPECIALES",null,"0,00 %","0,00"]
[105311,"Limpieza y revisión del panel de incendio. Estadio el Campin","UN","EQUIPOS ESPECIALES",null,"0,00 %","0,00"]
[105296,"Limpieza, peinado  y remarcacion de cables y equip","UN","EQUIPOS ESPECIALES",null,"0,00 %","0,00"]
[104087,"LINEA DE VIDA CON ABSORCION DE ENERGIA-1.80M","UN","ELEMENTOS DE SEGURIDAD",null,"0,00 %","0,00"]
[108140,"LINEA DE VIDA HORIZONTAL (SUM+INST)","ML","ELEMENTOS DE SEGURIDAD",null,"0,00 %","0,00"]
[107782,"LINEA DE VIDA PARA CUBIERTAS CDRC","GL","ELEMENTOS DE SEGURIDAD",null,"0,00 %","0,00"]
[103541,"LINEA DE VIDA, L= 30MTS  (ARSEG)","UN","MISCELANEA",null,"0,00 %","0,00"]
[104326,"LINIERO ELECTRICO CON CERTIFICAC+PREST.","JRN","SUELDOS Y JORNALES","860.001.498-9 - CONSTRUDATA","0,00 %","$ 158.272,00","2022-06-08"]
[108552,"Lino Variedad(Lino Morado)/Phormium Crimson Devil","UN","JARDINERIA Y GRAMAS",null,"0,00 %","0,00"]
[106579,"LINTERNA 18 LUCES TIPO LED RECARGABLE-INDUSTRIAL","UN","FERRETERIA",null,"0,00 %","0,00"]
[102835,"LINTERNA METALICA RECARGABLE CON ZOOM ALCANCE 100M","UN","FERRETERIA","860061089 - IDRD - PROYECCIÓN","19,00 %","$ 116.025,00","2022-01-29"]
[106496,"LIQUIDO PEQUEÑO DESTAPADOR DE CAÑERIA X 500ml","UN","ELEMENTOS DE ASEO","860061089 - IDRD - PROYECCIÓN","19,00 %","$ 4.859,00","2022-02-01"]
[2450,"LISTO BLANCO    (BOLSA 10 KG)  ALFA","KG","ENCHAPES,PISOS,ALFOMBRAS,PAPEL",null,"0,00 %","0,00"]
[921,"LISTON .8x.17x3.00 ORDINARIO","M2","MADERAS",null,"0,00 %","0,00"]
[105842,"LISTON CEDRO ACHAPO SECO (8X2.2CM)L=2.90M","UN","MADERAS","860061089 - IDRD - PROYECCIÓN","19,00 %","$ 25.972,00","2022-06-06"]
[923,"LISTON EN AMARILLO (8cm x 2.2cm) L= 3M","ML","MADERAS","860061089 - IDRD - PROYECCIÓN","19,00 %","$ 7.391,01","2023-03-17"]
[894,"LISTON EN FLORMORADO","M2","MADERAS",null,"0,00 %","0,00"]
[104577,"LISTON EN FLORMORADO","ML","MADERAS",null,"0,00 %","0,00"]
[103036,"Listón en madera para banca **","UN","MOBILIARIO URBANO Y SEÑALIZAC.","860061089 - IDRD - PROYECCIÓN","19,00 %","$ 37.023,01","2023-03-29"]
[104367,"LISTON EN ORDINARIO (4X2CM) L=3 m- sin cepillar","ML","MADERAS","860061089 - IDRD - PROYECCIÓN","19,00 %","$ 1.753,00","2023-03-24"]
[2107,"LISTON EN VIROLA/TECHO","M2","MADERAS",null,"0,00 %","0,00"]
[925,"LISTON M.H. GUAYACAN OBO","M2","MADERAS",null,"0,00 %","0,00"]
[926,"LISTON M.H. PEINEMONO/TECHO","M2","MADERAS",null,"0,00 %","0,00"]
[2459,"LISTON M.H. PINO PATULA","M2","MADERAS",null,"0,00 %","0,00"]
[927,"LISTON M.H. PINO ROMERON/TECHO","M2","CIELORASOS",null,"0,00 %","0,00"]
[929,"LISTON M.H. SAPAN/PISO a=8cm;e=12mm","M2","PISOS  Y GUARDAESCOBAS","8956232 - IDRD - MEDIA ARMONICA COTIZACIONES","19,00 %","$ 73.142,01","2022-04-25"]
[106095,"LISTON MH EN PINO PATULA","M2","MADERAS","860061089 - IDRD - PROYECCIÓN","19,00 %","$ 25.349,00","2022-02-10"]
[12906,"Liston plástico para cerramiento 4x4x3M","UN","CERRAMIENTOS","860061089 - IDRD - PROYECCIÓN","19,00 %","$ 36.396,00","2023-03-30"]
[12907,"Liston plástico para cerramiento 5x5x210","UN","CERRAMIENTOS","860061089 - IDRD - PROYECCIÓN","19,00 %","$ 31.846,01","2023-03-30"]
[104419,"LISTON ZAPAN (Tabla 0.02X0.20X2.90M)","UN","MADERAS","860061089 - IDRD - PROYECCIÓN","19,00 %","$ 93.199,00","2022-06-06"]
[108792,"Listones de Madera Choiba de 8 x 4 cm *CDRC","ML","MADERAS","860061089 - IDRD - PROYECCIÓN","19,00 %","$ 18.554,00","2023-03-30"]
[101573,"LISTONES SILENCIA DE 128X2400 EN 15MM CEFE COMETAS","M2","CIELO RASOS","77777777777 - CONTRATO CONSULTORIA CEFE COMETAS","19,00 %","$ 380.000,00","2019-04-05"]
[108541,"LLamas/Kniphofia Uvaria","UN","JARDINERIA Y GRAMAS",null,"0,00 %","0,00"]
[106497,"LLANA DENTADA  MANGO MADERA (UE=60)","UN","HERRAMIENTA",null,"0,00 %","0,00"]
[499,"LLANA DENTADA 25500","UN","FERRETERIA Y HERRAMIENTAS",null,"0,00 %","0,00"]
[106498,"LLANA METÁLICA Lisa 11x5 MANGO PLASTICO","UN","FERRETERIA","860061089 - IDRD - PROYECCIÓN","19,00 %","$ 12.674,00","2022-01-29"]
[105203,"Llanta enDesusoRin13-14 (Sum+Carg+Transp+Desc)Bta","UN","ELEMENTOS EN DESUSO","860061089 - IDRD - PROYECCIÓN","0,00 %","$ 2.699,00","2022-02-01"]
[105592,"Llanta enDesusoRin22.5 (Sum+Carg+Transp+Desc)Bt","UN","ELEMENTOS EN DESUSO",null,"0,00 %","0,00"]
[104340,"Llanta Reciclada de 1-2 MM Negra","KG","Pisos",null,"0,00 %","0,00"]
[105309,"Llanta Ref. 18,4 de 6 lonas Tipo R-1 - Suministro","UN","EQUIPO ALQUILER Y MAQUINARIA",null,"0,00 %","0,00"]
[105839,"LLANTA TRASERA, 12,4 X 24,8 – 8 LONAS – R1 TACO BA","UN","EQUIPOS MANTE. CANCHAS",null,"0,00 %","0,00"]
[105838,"LLANTA TRASERA, 18,4 X 30 – 10 LONAS – R1 TACO BAJ","UN","EQUIPOS MANTE. CANCHAS",null,"0,00 %","0,00"]
[106526,"LLAVE ABASTO PLASTICO C/ACOPLE LAVAMANOS","UN","FERRETERIA",null,"0,00 %","0,00"]
[104295,"LLAVE ANTIVANDALICA CROMADA DOCOL","UN","GRIFERIAS,APARATOS,ACCESORIOS","6555555555 - IDRD - MENOR VALOR   DE COTIZACIONES","19,00 %","$ 170.289,00","2019-03-29"]
[106500,"LLAVE BOCA FIJA DE 6 A 22 MM (JUEGO 8 PZAS)","UN","HERRAMIENTA",null,"0,00 %","0,00"]
[1287,"LLAVE BRISTOL   11/6 a 3/8","UN","FERRETERIA",null,"0,00 %","0,00"]
[105568,"LLAVE CONMUTACIÓN MANUAL Tetrapolar 70 AMP","UN","APARATOS ELECTRICOS",null,"0,00 %","0,00"]
[12503,"Llave de apertura  ","UN","LAMPARAS","77777777777 - CONTRATO CONSULTORIA CEFE COMETAS","19,00 %","$ 20.999,93","2019-10-08"]
[500,"LLAVE DE TUBO 18\" TRABAJO PESADO","UN","FERRETERIA",null,"0,00 %","0,00"]
[106494,"LLAVE ESTRELLA JUEGO 6 A 22MM 8 PZ STANLEY 86-091","UN","HERRAMIENTA",null,"0,00 %","0,00"]
[501,"LLAVE EXPANSION 8\" STANLEY  O SIMILAR","UN","HERRAMIENTA","860061089 - IDRD - PROYECCIÓN","19,00 %","$ 39.238,00","2022-01-24"]
[102987,"LLAVE EXPANSION AISLADA 10\" 1.000V ** STANLEY  O S","UN","MISCELANEA","860061089 - IDRD - PROYECCIÓN","19,00 %","$ 38.522,00","2022-02-09"]
[594,"LLAVE JARDIN LIVIANA Ø1/2\" EN BRONCE","UN","GRIFERIAS,APARATOS,ACCESORIOS","8956232 - IDRD - MEDIA ARMONICA COTIZACIONES","19,00 %","$ 34.894,00","2023-02-20"]
[593,"LLAVE JARDIN Pesada.1/2\"","UN","GRIFERIAS,APARATOS,ACCESORIOS","860061089 - IDRD - PROYECCIÓN","19,00 %","$ 33.545,01","2023-03-28"]
[595,"LLAVE JARDIN SATINADA PESADA        GRIVAL","UN","GRIFERIAS,APARATOS,ACCESORIOS",null,"0,00 %","0,00"]
[3572,"LLAVE L/M. PLATINO 4\"      GRICOL","UN","GRIFERIA",null,"0,00 %","0,00"]
[2079,"LLAVE L/M.URANO Cl      GRICOL","UN","GRIFERIA",null,"0,00 %","0,00"]
[2080,"LLAVE L/M.URANO CONJ.Cl GRICOL","UN","GRIFERIA",null,"0,00 %","0,00"]
[106472,"LLAVE LAVAMANOS (individual  o sencilla)","UN","GRIFERIA",null,"0,00 %","0,00"]
[2091,"LLAVE MANGUERA Amar.    GRICOL","UN","GRIFERIA",null,"0,00 %","0,00"]
[103331,"Llave para regadera prysma CRNA **","UN","MISCELANEA",null,"0,00 %","0,00"]
[1289,"LLAVE PARA TUBO  No 14 STANLEY  O SIMILAR","UN","FERRETERIA",null,"0,00 %","0,00"]
[102986,"LLAVE PARA TUBO DE 12\" **  STANLEY O SIMILAR","UN","FERRETERIA Y HERRAMIENTAS",null,"0,00 %","0,00"]
[102989,"LLAVE PARA TUBO DE 8\" ** STANLEY  O SIMILAR","UN","FERRETERIA Y HERRAMIENTAS","860061089 - IDRD - PROYECCIÓN","19,00 %","$ 35.805,01","2022-01-29"]
[1288,"LLAVE PARA TUBO STANLEY No 12","UN","FERRETERIA",null,"0,00 %","0,00"]
[13001,"Llave para tubos de 6” ","UN","FERRETERIA Y HERRAMIENTAS","860061089 - IDRD - PROYECCIÓN","19,00 %","$ 100.479,01","2022-01-27"]
[2090,"LLAVE TERMINAL Cr.      GRICOL","UN","GRIFERIA",null,"0,00 %","0,00"]
[2089,"LLAVE TERMNINAL LIVIANA 1/2\"-METAL  CROMO","UN","GRIFERIA","860061089 - IDRD - PROYECCIÓN","19,00 %","$ 33.174,00","2023-03-28"]
[102995,"LLAVES COPA 10mm A 19mm JGO 11 CUADRANTE 1/2\" **","JGO","FERRETERIA Y HERRAMIENTAS",null,"0,00 %","0,00"]
[1653,"LLAVES TENSORA (ALQUILER)","DD","EQUIPO ALQUILER Y MAQUINARIA","555555555555 - IDRD - MEDIANA DE COTIZACIONES","19,00 %","$ 417,00","2022-05-03"]
[103634,"LOCKER 4 PUESTOS LAM CAL.22 HT=1.80M;AT=0.63;E=0.3","UN","MOBILIARIO URBANO Y SEÑALIZAC.",null,"0,00 %","0,00"]
[103633,"Locker 6 puestos Lam Cal.22HT=1.80m;A=0.93;E=0.30+","UN","MOBILIARIO URBANO Y SEÑALIZAC.",null,"0,00 %","0,00"]
[105236,"Locker láminaPuerta Microper 0.40X0.80X0.30(Sum+In","UN","EQUIPOS ESPECIALES",null,"0,00 %","0,00"]
[109137,"LOCKERS PARA PISCINA 100% PLASTICO","UN","MUEBLES ACCESORIOS",null,"0,00 %","0,00"]
[3762,"LOCTIGAS  F/MEDIA 40ml","UN","INST. DE GAS",null,"0,00 %","0,00"]
[104749,"LOCTIGAS - GASTOP  F/ALTA 36ml","UN","INST. DE GAS","860061089 - IDRD - PROYECCIÓN","19,00 %","$ 13.387,00","2023-03-28"]
[104154,"LOCTITE (3 ONZAS)","UN","INST. DE GAS",null,"0,00 %","0,00"]
[106589,"LOGO PROGRAMADOR V-8 SIEMENS(8ENT-4SALID)","UN","INST. ELECTRICAS",null,"0,00 %","0,00"]
[12660,"Loker de 3*9 X 0,30 X 1.80","UN","MUEBLES ACCESORIOS","666665454444 - IDRD - MENOR PRECIO DE COTIZACIONES","19,00 %","$ 1.874.250,00","2020-08-23"]
[12661,"Loker de 4*12 X  0,30 X 1.80","UN","MUEBLES ACCESORIOS","555555555555 - IDRD - MEDIANA DE COTIZACIONES","19,00 %","$ 2.229.822,00","2020-08-23"]
[102485,"LONA FIBRA PARA ASIENTO DE  COLUMPIO","UN","OTROS PREFABRICADOS",null,"0,00 %","0,00"]
[105657,"LOSA  CONCRETO 0.62X0.62 e=4cm,Acab. grant.cuchuco","UN","CONCRETOS",null,"0,00 %","0,00"]
[103035,"Losa banca en concretro **  M-31","UN","MOBILIARIO URBANO Y SEÑALIZAC.","860061089 - IDRD - PROYECCIÓN","19,00 %","$ 275.981,00","2023-03-27"]
[103438,"LOSA DE CONCRETO PRETENSADO+ANG.GALV.2X2X1/8.","M2","MISCELANEA",null,"0,00 %","0,00"]
[3911,"LOSA ENTREPISO LP10 FIBRIT (bodegas) long=5.20","M2","CONCRETOS",null,"0,00 %","0,00"]
[3908,"LOSA ENTREPISO LP4 FIBRIT (VIS) long=3.45","M2","CONCRETOS",null,"0,00 %","0,00"]
[3910,"LOSA ENTREPISO LP6 FIBRIT (VIS) long=4.10","M2","CONCRETOS",null,"0,00 %","0,00"]
[105165,"Losa Sentadero para Banca en Concreto M-31","UN","PREFABRICADOS CONCRETO",null,"0,00 %","0,00"]
[103661,"LOSETA 0.25X0.25M FLAMEADA P.ESACLERA","UN","MISCELANEA","555555555555 - IDRD - MEDIANA DE COTIZACIONES","19,00 %","$ 8.662,00","2019-03-20"]
[108451,"Loseta concreto HPC, con grabado en bajo relieve d","UN","AVISOS Y VALLAS",null,"0,00 %","0,00"]
[106783,"Loseta concreto tipo IDU A-20 (20x20x6) Color**","M2","CONCRETOS","66665555555 - IDRD - MEDIA ARITMETICA DE COTIZACIONES","0,00 %","$ 46.650,00","2019-07-04"]
[100474,"Loseta concreto tipo IDU A-30 (60x40x6) **","UN","ENCHAPES,PISOS,ALFOMBRAS,PAPEL",null,"0,00 %","0,00"]
[100475,"Loseta concreto tipo IDU A-40 (60x20x6) **","M2","ENCHAPES,PISOS,ALFOMBRAS,PAPEL","860061089 - IDRD - PROYECCIÓN","19,00 %","$ 78.129,00","2022-02-01"]
[100391,"Loseta concreto tipo IDU A-50 (40x40x6)**","M2","ENCHAPES,PISOS,ALFOMBRAS,PAPEL","860061089 - IDRD - PROYECCIÓN","0,00 %","$ 45.523,00","2023-03-28"]
[101408,"Loseta concreto tipo IDU A-55 A-56 (40x40x6)**","M2","ENCHAPES,PISOS,ALFOMBRAS,PAPEL","860061089 - IDRD - PROYECCIÓN","0,00 %","$ 38.245,00","2022-01-24"]
[100525,"Loseta concreto tipo IDU A-60 (20x40x6)**","M2","ENCHAPES,PISOS,ALFOMBRAS,PAPEL","860061089 - IDRD - PROYECCIÓN","19,00 %","$ 50.697,00","2022-02-01"]
[103987,"LOSETA PREPULIDA LISTON (30X30)FONDO ROJO","M2","ENCHAPES,PISOS,ALFOMBRAS,PAPEL","860061089 - IDRD - PROYECCIÓN","19,00 %","$ 77.866,00","2023-03-28"]
[100618,"Lubricante 500G para tuberia PVC.P RDE 26***","UN","MISCELANEA","666665454444 - IDRD - MENOR PRECIO DE COTIZACIONES","19,00 %","$ 11.757,00","2019-05-28"]
[104574,"Lubricante para Tubería Novafort (500Gr)","UN","ACCESORIOS HIDROSANITARIOS","860061089 - IDRD - PROYECCIÓN","19,00 %","$ 28.538,00","2023-03-21"]
[104698,"LUBRICANTE U.M. (EMPAQUE 500 gr)","UN","INST. HIDRAUL/SANIT. Y LAMINAS",null,"0,00 %","0,00"]
[102571,"Lubricante/Grasa**","UN","IMPERMEABIL.,ADITIVOS,QUIMICOS",null,"0,00 %","0,00"]
[102322,"LUM FLUORESC 60X60 4x17 T8 120 V acrílprotec UV","UN","LAMPARAS",null,"0,00 %","0,00"]
[101499,"Lum hermética fluoresc IP65 2X54W T5 proffit o sup","UN","LAMPARAS",null,"0,00 %","0,00"]
[101498,"Lum lineal modulable 4x54W 110 V CO8008B o superio","UN","LAMPARAS",null,"0,00 %","0,00"]
[107861,"LUMBARES (Back Extension 230LBS)","UN","MOBILIARIO URBANO Y SEÑALIZAC.",null,"0,00 %","0,00"]
[107860,"LUMBARES (Back Extension 230LBS) CEFE TUNAL","UN","MOBILIARIO URBANO Y SEÑALIZAC.",null,"0,00 %","0,00"]
[101753,"LumEmergLED2x1.6W160lm6500-K CRDC-COMETAS","UN","LAMPARAS","77777777777 - CONTRATO CONSULTORIA CEFE COMETAS","19,00 %","$ 119.922,25","2019-10-08"]
[107119,"luminaria  de empotrar domo 160 led 160mmx130mm","UN","LAMPARAS",null,"0,00 %","0,00"]
[107117,"luminaria  de empotrar kombic bright led d22mm  25w 2944lm","UN","LAMPARAS",null,"0,00 %","0,00"]
[106670,"Luminaria (24 Leds) 55W-700mA-6800Lm (rfe:5120)","UN","LAMPARAS",null,"0,00 %","0,00"]
[103970,"luminaria 1000W Metal Hali T.Camp A.P+foto+bra+bom","UN","INST. ELECTRICAS","860061089 - IDRD - PROYECCIÓN","19,00 %","$ 669.762,00","2022-06-06"]
[106175,"Luminaria 128LED 279W - 1000mA -45700Lm Tipo Coden","UN","LAMPARAS",null,"0,00 %","0,00"]
[106174,"Luminaria 128LED 279W - 700 mA -34600Lm Tipo Coden","UN","LAMPARAS",null,"0,00 %","0,00"]
[103942,"Luminaria 150 W Metal Halide (Completa)","UN","LAMPARAS","860061089 - IDRD - PROYECCIÓN","19,00 %","$ 315.373,00","2022-06-06"]
[105671,"LUMINARIA 18.000 LUMENES. 156W. 100.000 HORAS","UN","MISCELANEA",null,"0,00 %","0,00"]
[106835,"Luminaria 24 Leds,80W,1.000mA-8.600LmBlanco Neutro","UN","LAMPARAS",null,"0,00 %","0,00"]
[104770,"LUMINARIA 2X32 EMERG DOBLE BALASTO+BAT","UN","LAMPARAS",null,"0,00 %","0,00"]
[106172,"Luminaria 32 LED 71W - 700mA- 9000Lm Ref5136","UN","LAMPARAS","860061089 - IDRD - PROYECCIÓN","19,00 %","$ 2.082.009,01","2023-03-28"]
[106115,"Luminaria 32 Leds;700mA;8900Lum;74 Watts-4000K","UN","LAMPARAS","860061089 - IDRD - PROYECCIÓN","19,00 %","$ 1.355.431,00","2023-03-28"]
[101501,"Luminaria 60x60 T8 3X17W 120Vceldas parabólicas","UN","LAMPARAS",null,"0,00 %","0,00"]
[102257,"Luminaria 60x60 T8 4X17W 120Vceldas parabólicas","UN","LAMPARAS",null,"0,00 %","0,00"]
[106173,"Luminaria 72 LED 157W - 700 Ma - 19800Lm  Ref 5102","UN","LAMPARAS","830. - SCHREDER COLOMBIA S.A.","19,00 %","$ 3.922.327,00","2019-08-09"]
[101982,"Luminaria a AREALED I 80L RAP 01 175W","UN","LAMPARAS",null,"0,00 %","0,00"]
[107118,"Luminaria adosar kombic (197x230 mm) 26w","UN","LAMPARAS",null,"0,00 %","0,00"]
[9462,"LUMINARIA AHORRADORA DE ENERGIA 2 x 17 - GAMMA","UN","LAMPARAS",null,"0,00 %","0,00"]
[9459,"LUMINARIA AHORRADORA DE ENERGIA 2 x 17 - LUXUS","UN","LAMPARAS",null,"0,00 %","0,00"]
[9463,"LUMINARIA AHORRADORA DE ENERGIA 2 x 32 - GAMMA","UN","LAMPARAS",null,"0,00 %","0,00"]
[9460,"LUMINARIA AHORRADORA DE ENERGIA 2 x 32 - LUXUS","UN","LAMPARAS",null,"0,00 %","0,00"]
[9464,"LUMINARIA AHORRADORA DE ENERGIA 4 x 32 - GAMMA","UN","LAMPARAS",null,"0,00 %","0,00"]
[9461,"LUMINARIA AHORRADORA DE ENERGIA 4 x 32 - LUXUS","UN","LAMPARAS",null,"0,00 %","0,00"]
[107114,"luminaria angular 90º de suspender","UN","LAMPARAS",null,"0,00 %","0,00"]
[109028,"Luminaria Antiexplosiva  de 40 W grupoas A,B,C  y","UN","APARATOS ELECTRICOS",null,"0,00 %","0,00"]
[104745,"LUMINARIA AUTONOMA DE  EMERGENCIA( BOMB+BATERIA)MICKEY MOUSE","UN","LAMPARAS","555555555555 - IDRD - MEDIANA DE COTIZACIONES","19,00 %","$ 61.757,00","2020-01-21"]
[102424,"Luminaria AVENTO 1 de 144 Leds, 108W-120/277V","UN","LAMPARAS","830. - SCHREDER COLOMBIA S.A.","19,00 %","$ 1.003.111,00","2019-08-09"]
[102432,"Luminaria AVENTO 1 de 192 Leds, 142W-120/277V","UN","LAMPARAS","830. - SCHREDER COLOMBIA S.A.","19,00 %","$ 1.075.641,00","2019-08-09"]
[102422,"Luminaria AVENTO 1 de 96 Leds, 71W-120/277V","UN","LAMPARAS","830. - SCHREDER COLOMBIA S.A.","19,00 %","$ 915.527,00","2019-08-09"]
[102421,"Luminaria AVENTO 2 240 Leds, 179W-120/277V","UN","LAMPARAS","830. - SCHREDER COLOMBIA S.A.","19,00 %","$ 1.379.448,00","2019-08-09"]
[108475,"Luminaria con difusor cilindricLEDNW2PCB-1Rx2200lm","UN","MISCELANEA",null,"0,00 %","0,00"]
[101496,"Luminaria cuadrum 8x54 W+4x50 AR 111 120 V CO8013G","UN","LAMPARAS",null,"0,00 %","0,00"]
[107131,"luminaria de empotrar  easy kap diametro 80","UN","LAMPARAS",null,"0,00 %","0,00"]
[107139,"LUMINARIA DE EMPOTRAR EN LIGHT SHADOW","UN","LAMPARAS",null,"0,00 %","0,00"]
[107125,"luminaria de exterior city max 540 x 650 104w","UN","LAMPARAS",null,"0,00 %","0,00"]
[101495,"Luminaria de piso 150 W-208 V MH OU30126-G12 o sup","UN","LAMPARAS",null,"0,00 %","0,00"]
[107121,"luminaria de sobreponer clx led 1219 x 4w 8667lm","UN","LAMPARAS",null,"0,00 %","0,00"]
[107123,"luminaria de suspender led pgx con kit406 x 203mm","UN","LAMPARAS",null,"0,00 %","0,00"]
[109012,"luminaria de tecnología LED Modullom Maxi 2 modulo","UN","APARATOS ELECTRICOS",null,"0,00 %","0,00"]
[107179,"Luminaria emergencia led elmlt (318x95x127mm)","UN","LAMPARAS",null,"0,00 %","0,00"]
[106403,"LUMINARIA EMERGENCIA TIPO MICKEY MOUSE","UN","LAMPARAS","860061089 - IDRD - PROYECCIÓN","19,00 %","$ 81.932,00","2023-03-30"]
[107113,"Luminaria empotrada angular 90°","UN","LAMPARAS",null,"0,00 %","0,00"]
[107140,"Luminaria empotrada cielo (350x146x71 mm) 13w","UN","LAMPARAS",null,"0,00 %","0,00"]
[109034,"Luminaria empotrada compass adjustable","ML","APARATOS ELECTRICOS",null,"0,00 %","0,00"]
[107144,"Luminaria empotrada emergencia led izar (40x43mm)","UN","LAMPARAS",null,"0,00 %","0,00"]
[107146,"Luminaria empotrada emergencia led lens (86x105mm)","UN","LAMPARAS",null,"0,00 %","0,00"]
[107138,"Luminaria empotrada en ligth (429x60x55 mm) 32,4w","UN","LAMPARAS",null,"0,00 %","0,00"]
[107109,"Luminaria empotrada fil led g2 (0.60x50x67 mm) 20w","UN","LAMPARAS",null,"0,00 %","0,00"]
[107105,"Luminaria empotrada fil led g2 (1.137 x 50 x67)","UN","LAMPARAS",null,"0,00 %","0,00"]
[107111,"Luminaria empotrada fil led g2 (1700x66x67 mm)32w","UN","LAMPARAS",null,"0,00 %","0,00"]
[107116,"Luminaria empotrada kombic (22x106 mm) 25w","UN","LAMPARAS",null,"0,00 %","0,00"]
[107134,"Luminaria empotrada led (120x50x42 mm) 34,7w","UN","LAMPARAS",null,"0,00 %","0,00"]
[107124,"Luminaria exterior city (540x560 mm) 78w","UN","LAMPARAS",null,"0,00 %","0,00"]
[103099,"LUMINARIA FLUORESCENTE T5 2X28W","UN","LAMPARAS",null,"0,00 %","0,00"]
[102247,"LUMINARIA FLUORESCENTE T5 2X54WIP65120VSOBREPONER","UN","LAMPARAS",null,"0,00 %","0,00"]
[102522,"LUMINARIA FLUORESCENTE(1.27X0.14m)2x32w Hermetica","UN","MISCELANEA",null,"0,00 %","0,00"]
[104659,"LUMINARIA FORZA MH SCHREDER 250W+BOMB OVOIDE FOSFO","UN","LAMPARAS",null,"0,00 %","0,00"]
[104660,"LUMINARIA FORZA MH SCHREDER 400W+BOMB OVOIDE FOSFO","UN","LAMPARAS",null,"0,00 %","0,00"]
[104729,"LUMINARIA FULORESC(2X32W)SOBREP,BALAST.ELECT,16CEL","UN","LAMPARAS",null,"0,00 %","0,00"]
[110003,"Luminaria H-Bay Stil Led 200W-240W Chip SAMSUNG","UN","LAMPARAS","6555555555 - IDRD - MENOR VALOR   DE COTIZACIONES","19,00 %","$ 1.192.665,60","2019-10-28"]
[107128,"Luminaria hermetica led (1277x101) 63w","UN","LAMPARAS",null,"0,00 %","0,00"]
[106400,"Luminaria Hermetica LED 2X18 T8 DL 120VP37188","UN","LAMPARAS","860061089 - IDRD - PROYECCIÓN","19,00 %","$ 60.957,00","2023-03-28"]
[107129,"luminaria hermetica led de sobreponer dunaled","UN","LAMPARAS",null,"0,00 %","0,00"]
[10729,"LUMINARIA HIGH BAY 8 PCB 640 W 64640 lm 6500 K, 30° Y/O 15° IP 66, CHIP MARCA SAMSUNG 120-277V","UN","LAMPARAS","8956232 - IDRD - MEDIA ARMONICA COTIZACIONES","19,00 %","$ 6.584.984,00","2022-06-29"]
[12718,"LUMINARIA HIGHBAY 200W LUMEK","UN","LAMPARAS","6555555555 - IDRD - MENOR VALOR   DE COTIZACIONES","19,00 %","$ 367.126,90","2020-10-30"]
[12740,"LUMINARIA LED 132.W.480.G.ACEX (1189/5700K) ","UN","LAMPARAS","860061089 - IDRD - PROYECCIÓN","19,00 %","$ 8.393.835,00","2022-02-09"]
[105594,"Luminaria LED 150W - 530mA- (Utilizar CIO-106115)","UN","INST. ELECTRICAS",null,"0,00 %","0,00"]
[105595,"Luminaria LED 250W - 350 Ma(Utilizar CIO-104911)","UN","INST. ELECTRICAS",null,"0,00 %","0,00"]
[105596,"Luminaria LED 400W - 530 mA (Utilizar CIO-106175)","UN","INST. ELECTRICAS",null,"0,00 %","0,00"]
[105597,"Luminaria LED 450W - 1000mA(Utilizar CIO-105598)","UN","INST. ELECTRICAS",null,"0,00 %","0,00"]
[105593,"Luminaria LED 80W - 530mA - Tipo Codensa","UN","INST. ELECTRICAS","860061089 - IDRD - PROYECCIÓN","19,00 %","$ 714.607,00","2022-01-28"]
[106401,"Luminaria LED Continua 40W Tipo P24868","UN","LAMPARAS",null,"0,00 %","0,00"]
[106297,"Luminaria Led Continum (64W) 3.000k (2.4x0.08x0.8m","UN","INST. ELECTRICAS","860061089 - IDRD - PROYECCIÓN","19,00 %","$ 682.048,00","2020-01-09"]
[12730,"LUMINARIA LED CONTINUUM 40W NW SP120 SYLVANIA","UN","LAMPARAS","6555555555 - IDRD - MENOR VALOR   DE COTIZACIONES","19,00 %","$ 298.441,00","2020-11-06"]
[12731,"LUMINARIA LED CONTINUUM 80W NW SP240 SYLVANIA ","BTO","LAMPARAS","6555555555 - IDRD - MENOR VALOR   DE COTIZACIONES","19,00 %","$ 634.617,48","2020-11-06"]
[107136,"luminaria led de empotrar compass 10 5w 450lm 3000","UN","LAMPARAS",null,"0,00 %","0,00"]
[12786,"LUMINARIA LED DECO PISO 9W WW MV ","UN","LAMPARAS","860061089 - IDRD - PROYECCIÓN","19,00 %","$ 134.486,01","2022-02-09"]
[12723,"LUMINARIA LED DECO STEP 6W INC WW SYLVANIA","UN","LAMPARAS","555555555555 - IDRD - MEDIANA DE COTIZACIONES","19,00 %","$ 79.334,00","2020-11-06"]
[106190,"Luminaria Led Hermetica (2x18W) Sobreponer 120cm","UN","LAMPARAS","860061089 - IDRD - PROYECCIÓN","19,00 %","$ 67.607,01","2023-03-30"]
[12728,"LUMINARIA LED HERMETICA 20W DL UNV SYLVANIA","UN","LAMPARAS","8956232 - IDRD - MEDIA ARMONICA COTIZACIONES","19,00 %","$ 59.266,00","2020-11-06"]
[101850,"LUMINARIA LED HERMETICA 36 W 2520 lm CEFE COMETAS","UN","LAMPARAS","66665555555 - IDRD - MEDIA ARITMETICA DE COTIZACIONES","19,00 %","$ 48.291,00","2019-07-08"]
[12732,"LUMINARIA LED HERMETICA 40W DL100-277V SYLVANIA","UN","LAMPARAS","6555555555 - IDRD - MENOR VALOR   DE COTIZACIONES","19,00 %","$ 80.762,92","2020-11-06"]
[12725,"LUMINARIA LED HIGHBAY 150W  CW GC350 DIM SYLVANIA","UN","LAMPARAS","6555555555 - IDRD - MENOR VALOR   DE COTIZACIONES","19,00 %","$ 488.180,84","2020-11-06"]
[102146,"LUMINARIA LED HIGHBAY 165W19140lm4000K O SIMILARES CEFE COMETAS","UN","LAMPARAS","555555555555 - IDRD - MEDIANA DE COTIZACIONES","19,00 %","$ 402.415,01","2019-10-02"]
[102378,"Luminaria LED P27484 / LED STREET LIGHT 35W NW URB","UN","INST. ELECTRICAS","8956232 - IDRD - MEDIA ARMONICA COTIZACIONES","19,00 %","$ 548.630,00","2019-07-24"]
[102379,"Luminaria LED P27485 / LED STREET LIGHT 60W NW URB","UN","INST. ELECTRICAS","8956232 - IDRD - MEDIA ARMONICA COTIZACIONES","19,00 %","$ 658.490,00","2019-07-24"]
[102380,"Luminaria LED P27487 / LED STREET LIGHT 120W NW UR","UN","INST. ELECTRICAS","8956232 - IDRD - MEDIA ARMONICA COTIZACIONES","19,00 %","$ 850.254,00","2019-07-24"]
[109024,"Luminaria LED para piscinas IntelliBrite 5G, 55W","UN","APARATOS ELECTRICOS",null,"0,00 %","0,00"]
[12738,"LUMINARIA LED PROYECTOR DMPL - P4 960 W (130LM/W IP 66 - IK 10 - 5700°K DIANMING - Campin","UN","LAMPARAS","PRODIELCO - DIANMING","19,00 %","$ 5.416.880,00","2020-11-18"]
[12666,"LUMINARIA LED PROYECTOR SYLVEO PRO 800W","UN","LAMPARAS","6555555555 - IDRD - MENOR VALOR   DE COTIZACIONES","19,00 %","$ 5.099.999,66","2020-09-10"]
[12668,"LUMINARIA LED REFLECTOR SYLVEO 300W CW UNV","UN","LAMPARAS","6555555555 - IDRD - MENOR VALOR   DE COTIZACIONES","19,00 %","$ 1.459.999,10","2020-09-10"]
[109019,"LUMINARÍA LED SPOT TRACK, 25W, 100-277V","UN","APARATOS ELECTRICOS",null,"0,00 %","0,00"]
[102079,"LUMINARIA LED YOA 72W CEFE COMETAS","UN","LAMPARAS","6555555555 - IDRD - MENOR VALOR   DE COTIZACIONES","19,00 %","$ 2.344.300,00","2019-10-02"]
[107110,"luminaria lineal de descolgar led0.60x50x67mm 20w","UN","LAMPARAS",null,"0,00 %","0,00"]
[107106,"luminaria lineal de empotrar led g2 1.700x66x67m","UN","LAMPARAS",null,"0,00 %","0,00"]
[107112,"luminaria lineal de empotrar led1.137x50x67mm21w","UN","LAMPARAS",null,"0,00 %","0,00"]
[107108,"luminaria lineal de suspender led 100-240vac dali","UN","LAMPARAS",null,"0,00 %","0,00"]
[107104,"luminaria lineal de suspensión 1.137x50x67mm41w","UN","LAMPARAS",null,"0,00 %","0,00"]
[106198,"Luminaria Lineal Led Driver  (64W) -8x8cm L=2.40m","UN","LAMPARAS",null,"0,00 %","0,00"]
[100406,"Luminaria M-130","UN","LAMPARAS",null,"0,00 %","0,00"]
[10637,"Luminaria MAXIMO M marca GDS Lighting","UN","LAMPARAS","555555555555 - IDRD - MEDIANA DE COTIZACIONES","19,00 %","$ 1.796.900,00","2022-04-25"]
[1006,"LUMINARIA MERCURIO 250 W","UN","LAMPARAS",null,"0,00 %","0,00"]
[104386,"LUMINARIA METAL HALID 250W (inc.fotoc+braz+bomb)","UN","MISCELANEA",null,"0,00 %","0,00"]
[104727,"LUMINARIA METAL HALID250W-220V(FOTOC+BOMB)SIN BRAZ","UN","LAMPARAS",null,"0,00 %","0,00"]
[103001,"LUMINARIA METAL HALID400 W (inc.fotoc+brazo+bom)","UN","LAMPARAS","860061089 - IDRD - PROYECCIÓN","19,00 %","$ 404.483,00","2023-03-27"]
[103000,"LUMINARIA METAL HALIDE  1000 W (Completa)","UN","LAMPARAS","8956232 - IDRD - MEDIA ARMONICA COTIZACIONES","19,00 %","$ 997.231,00","2019-03-15"]
[104385,"LUMINARIA METAL HALIDE  250 W (Completa)***","UN","LAMPARAS",null,"0,00 %","0,00"]
[101392,"LUMINARIA METAL HALIDE  70 W (Inc.Fotoc+Brazo+Bomb","UN","LAMPARAS",null,"0,00 %","0,00"]
[12623,"Luminaria MILLENIUM de 40W (2700-6500)K, ","UN","MOBILIARIO URBANO Y SEÑALIZAC.","8956232 - IDRD - MEDIA ARMONICA COTIZACIONES","19,00 %","$ 871.706,00","2020-06-09"]
[12624,"Luminaria MILLENIUM de 70W (2700-6500)K,      ","UN","MOBILIARIO URBANO Y SEÑALIZAC.","8956232 - IDRD - MEDIA ARMONICA COTIZACIONES","19,00 %","$ 1.106.560,00","2020-06-09"]
[108479,"Luminaria para suspenderLED47,4W 4000K NW3PCB -1R","UN","MISCELANEA",null,"0,00 %","0,00"]
[104662,"LUMINARIA POSTE TIPO TABACO 60 W+ BOMB.AHORR 20W B","UN","LAMPARAS","860061089 - IDRD - PROYECCIÓN","19,00 %","$ 115.469,00","2022-06-06"]
[107126,"Luminaria proyector (635x280x150 mm) 480w","UN","LAMPARAS",null,"0,00 %","0,00"]
[26569,"LUMINARIA PROYECTOR SYLVANIA LED SYLVEO 150 W CW UNV","UN","LAMPARAS","6555555555 - IDRD - MENOR VALOR   DE COTIZACIONES","19,00 %","$ 763.047,04","2019-09-30"]
[27273,"LUMINARIA PROYECTOR SYLVANIA LED SYLVEO PRO 400 W","UN","LAMPARAS","6555555555 - IDRD - MENOR VALOR   DE COTIZACIONES","19,00 %","$ 2.231.958,05","2019-09-30"]
[105957,"LUMINARIA RALED II 32 LED 72 W PARA SENDEROS","UN","INST. ELECTRICAS",null,"0,00 %","0,00"]
[106747,"LUMINARIA RALED II-48 LED NW-4.000K-12.800Lum","UN","LAMPARAS",null,"0,00 %","0,00"]
[106781,"Luminaria Raled II-48 Leds-700mA-12.800Lm,120-277V","UN","LAMPARAS","85965425122 - ROY Y ALPHA S.A.","19,00 %","$ 2.364.054,00","2019-04-30"]
[104911,"LUMINARIA RALED III 64 LED 143 W PARA SENDEROS","UN","LAMPARAS","860061089 - IDRD - PROYECCIÓN","19,00 %","$ 720.961,00","2022-02-09"]
[109174,"Luminaria RALED III,48Led, 700 Ma 104 W.Sendero","UN","LAMPARAS",null,"0,00 %","0,00"]
[10644,"LUMINARIA S1MA 1 96leds - V08 - 25586 - 192,4W","UN","LAMPARAS","901.165.110-9 - ALBOR ILUMINACION E INGENIERIA SAS","19,00 %","$ 2.102.334,00","2022-05-06"]
[10643,"LUMINARIA S1MA 1 96leds - V20 - 17612lm - 127,6W","UN","LAMPARAS","901.165.110-9 - ALBOR ILUMINACION E INGENIERIA SAS","19,00 %","$ 2.102.334,00","2022-05-06"]
[10651,"LUMINARIA S1MB O MAXIMO M D3 FW","UN","LAMPARAS","901.165.110-9 - ALBOR ILUMINACION E INGENIERIA SAS","19,00 %","$ 1.100.000,00","2022-05-06"]
[13062,"LUMINARIA S1MB O MAXIMO M D3 FW 154W LEDS:64 15,800lm","UN","LAMPARAS","901.165.110-9 - ALBOR ILUMINACION E INGENIERIA SAS","19,00 %","$ 1.178.100,00","2022-01-24"]
[10642,"LUMINARIA SLCM 4K_82.4W_11683lm_V20","UN","LAMPARAS","901.165.110-9 - ALBOR ILUMINACION E INGENIERIA SAS","19,00 %","$ 1.573.444,00","2022-05-06"]
[10641,"LUMINARIA SLCS 24leds -  V20 - 8852lm - 63,1W","UN","LAMPARAS","901.165.110-9 - ALBOR ILUMINACION E INGENIERIA SAS","19,00 %","$ 854.156,00","2022-05-06"]
[10640,"LUMINARIA SLCS 24leds - V14 - 5753lm - 40,2W","UN","LAMPARAS","901.165.110-9 - ALBOR ILUMINACION E INGENIERIA SAS","19,00 %","$ 854.156,00","2022-05-06"]
[10639,"LUMINARIA SLCS 24leds - V20 - 5724lm - 40,1W","UN","LAMPARAS","901.165.110-9 - ALBOR ILUMINACION E INGENIERIA SAS","19,00 %","$ 854.156,00","2022-05-06"]
[110000,"Luminaria SLCS 5 V25 NW 24LED 32 W 150 mA 4392 lm","UN","LAMPARAS","6555555555 - IDRD - MENOR VALOR   DE COTIZACIONES","19,00 %","$ 927.010,00","2019-10-28"]
[110001,"Luminaria SLCS 5 V25 NW 24LED 52 W 150 mA 6947 lm","UN","LAMPARAS","6555555555 - IDRD - MENOR VALOR   DE COTIZACIONES","19,00 %","$ 927.010,00","2019-10-28"]
[110002,"Luminaria SLCS 5 V25 NW 24LED 66 W 150 mA 8688 lm","UN","LAMPARAS","6555555555 - IDRD - MENOR VALOR   DE COTIZACIONES","19,00 %","$ 927.010,00","2019-10-28"]
[10636,"Luminaria SLCS marca GDS Lighting","UN","LAMPARAS","555555555555 - IDRD - MEDIANA DE COTIZACIONES","19,00 %","$ 1.390.194,00","2022-04-25"]
[10638,"Luminaria SLCS marca GDS Lighting (CONSUMO ENERGIA (W): 63,2w)","UN","LAMPARAS","555555555555 - IDRD - MEDIANA DE COTIZACIONES","19,00 %","$ 1.390.194,00","2022-04-25"]
[13060,"LUMINARIA SLCS SW07 39W LEDS:24 5500lm","UN","LAMPARAS","901.165.110-9 - ALBOR ILUMINACION E INGENIERIA SAS","19,00 %","$ 768.740,00","2022-01-24"]
[13063,"LUMINARIA SLCS SW07 52W LEDS:24 6950lm","UN","LAMPARAS","901.165.110-9 - ALBOR ILUMINACION E INGENIERIA SAS","19,00 %","$ 768.740,00","2022-01-24"]
[10647,"LUMINARIA SLCS SW07-5,500 LUMENS 39w","UN","LAMPARAS","901.165.110-9 - ALBOR ILUMINACION E INGENIERIA SAS","19,00 %","$ 717.778,00","2022-05-06"]
[10649,"LUMINARIA SLCS SW07-6,950 LUMENS - 52 w","UN","LAMPARAS","901.165.110-9 - ALBOR ILUMINACION E INGENIERIA SAS","19,00 %","$ 717.778,00","2022-05-06"]
[13061,"LUMINARIA SLCS V14 39W LEDS:24 5500lm","UN","LAMPARAS","901.165.110-9 - ALBOR ILUMINACION E INGENIERIA SAS","19,00 %","$ 768.740,00","2022-01-24"]
[13064,"LUMINARIA SLCS V14 66W LEDS:24 8700lm","UN","LAMPARAS","901.165.110-9 - ALBOR ILUMINACION E INGENIERIA SAS","19,00 %","$ 768.740,00","2022-01-24"]
[10650,"LUMINARIA SLCS V14:-8,700 LUMENS - 66 w","UN","LAMPARAS","901.165.110-9 - ALBOR ILUMINACION E INGENIERIA SAS","19,00 %","$ 717.778,00","2022-05-06"]
[10648,"LUMINARIA SLCS V14-5,500 LUMENS-39 w","UN","LAMPARAS","901.165.110-9 - ALBOR ILUMINACION E INGENIERIA SAS","19,00 %","$ 717.778,00","2022-05-06"]
[107176,"Luminaria sobreponer emergencia (84x140mm) 150ml","UN","LAMPARAS",null,"0,00 %","0,00"]
[107177,"Luminaria sobreponer emergencia (84x140mm) 155ml","UN","LAMPARAS",null,"0,00 %","0,00"]
[3640,"LUMINARIA SODIO  250 W","UN","LAMPARAS",null,"0,00 %","0,00"]
[100531,"LUMINARIA SODIO  250 W(Inc.Fotoc.+Brazo+Bomb)Coden","UN","LAMPARAS",null,"0,00 %","0,00"]
[100533,"LUMINARIA SODIO  70 W (Inc.Fotoc+Brazo+Bomb)**","UN","LAMPARAS",null,"0,00 %","0,00"]
[104387,"LUMINARIA SODIO 1.000W (inc fotoc+brazo+bomb)","UN","LAMPARAS",null,"0,00 %","0,00"]
[3653,"LUMINARIA SODIO 400W (inc.fotoc+brazo+bomb)","UN","LAMPARAS",null,"0,00 %","0,00"]
[105091,"LUMINARIA SODIO TIPO CODENSA-150W(Fotoc+bra+Bomb)","UN","LAMPARAS","860061089 - IDRD - PROYECCIÓN","19,00 %","$ 374.493,00","2022-06-06"]
[105092,"LUMINARIA SODIO TIPO CODENSA-400W(Fotoc+bra+Bomb)","UN","LAMPARAS","860061089 - IDRD - PROYECCIÓN","19,00 %","$ 550.523,00","2023-03-28"]
[105090,"LUMINARIA SODIO TIPO CODENSA-70W(Fot+br+Bo)","UN","LAMPARAS","860061089 - IDRD - PROYECCIÓN","19,00 %","$ 248.907,00","2023-03-28"]
[101631,"LUMINARIA SOLAR LED (Alumbrado publico)","UN","INST. ELECTRICAS",null,"0,00 %","0,00"]
[10751,"LUMINARIA SPORTLED 1000W","UN","LAMPARAS","66665555555 - IDRD - MEDIA ARITMETICA DE COTIZACIONES","19,00 %","$ 12.305.552,00","2022-08-24"]
[10750,"LUMINARIA SPORTLED 400W","UN","LAMPARAS","8956232 - IDRD - MEDIA ARMONICA COTIZACIONES","19,00 %","$ 6.284.152,00","2022-08-24"]
[107132,"Luminaria step light empotrar (80x142 mm) 1,2w","UN","LAMPARAS",null,"0,00 %","0,00"]
[10747,"LUMINARIA STILL LED PROYECTOR 240W","UN","LAMPARAS","66665555555 - IDRD - MEDIA ARITMETICA DE COTIZACIONES","19,00 %","$ 2.584.584,00","2022-08-24"]
[10748,"LUMINARIA STILL LED PROYECTOR 480W 60° ","UN","LAMPARAS","8956232 - IDRD - MEDIA ARMONICA COTIZACIONES","19,00 %","$ 4.650.778,00","2022-08-24"]
[10749,"LUMINARIA STILL LED PROYECTOR 640W 60° ","UN","LAMPARAS","66665555555 - IDRD - MEDIA ARITMETICA DE COTIZACIONES","19,00 %","$ 6.616.242,00","2022-08-24"]
[107178,"Luminaria suspender emergencia (84x140mm) 155ml","UN","LAMPARAS",null,"0,00 %","0,00"]
[107107,"Luminaria suspender fil led g2 (1700x66x67) 61w","UN","LAMPARAS",null,"0,00 %","0,00"]
[107122,"Luminaria suspender led pgx (406x203 mm) 54w","UN","LAMPARAS",null,"0,00 %","0,00"]
[107120,"Luminaria suspender stombell led (173x173 mm) 26w","UN","LAMPARAS",null,"0,00 %","0,00"]
[107103,"Luminaria suspendida fil led g2 (1.137x50x67mm)","UN","CAJAS, ARMARIOS, TABLEROS",null,"0,00 %","0,00"]
[108979,"luminaria SYLVANIA LED BLOCO LED","UN","APARATOS ELECTRICOS",null,"0,00 %","0,00"]
[108975,"luminaria SYLVANIA LED HIGH BAY 200 W DL GC 410","UN","APARATOS ELECTRICOS",null,"0,00 %","0,00"]
[108978,"luminaria SYLVANIA LED HIGH BAY 400 W DL GC 410","UN","APARATOS ELECTRICOS",null,"0,00 %","0,00"]
[108973,"LUMINARIA SYLVANIA LED REFL SYLVEO 300 W","UN","APARATOS ELECTRICOS",null,"0,00 %","0,00"]
[27484,"LUMINARIA SYLVANIA LED STREET 18-35 W NW URBAN","UN","LAMPARAS","6555555555 - IDRD - MENOR VALOR   DE COTIZACIONES","19,00 %","$ 645.000,23","2020-09-10"]
[27485,"LUMINARIA SYLVANIA LED STREET 30-60 W NW URBAN","UN","LAMPARAS","6555555555 - IDRD - MENOR VALOR   DE COTIZACIONES","19,00 %","$ 767.999,82","2020-09-10"]
[12665,"LUMINARIA SYLVANIA LED STREET 45-90W NW URBAN","UN","LAMPARAS","6555555555 - IDRD - MENOR VALOR   DE COTIZACIONES","19,00 %","$ 937.999,65","2020-09-10"]
[27487,"LUMINARIA SYLVANIA LED STREET 60-120 W NW URBAN","UN","LAMPARAS","6555555555 - IDRD - MENOR VALOR   DE COTIZACIONES","19,00 %","$ 910.350,00","2019-09-30"]
[27488,"LUMINARIA SYLVANIA LED STREET 75-150 W NW URBAN","UN","LAMPARAS","6555555555 - IDRD - MENOR VALOR   DE COTIZACIONES","19,00 %","$ 1.083.142,76","2019-09-30"]
[108963,"LUMINARIA SYLVANIA PANEL LED LINEAL ECO 32 W","UN","APARATOS ELECTRICOS",null,"0,00 %","0,00"]
[108958,"LUMINARIA SYLVANIA PANEL LED RD 24 W","UN","APARATOS ELECTRICOS",null,"0,00 %","0,00"]
[108961,"LUMINARIA SYLVANIA PANEL LED SQ 40 W","UN","APARATOS ELECTRICOS",null,"0,00 %","0,00"]
[108969,"LUMINARIA SYLVANIA SYLVANIA LED EMERG R3 2X1 W","UN","APARATOS ELECTRICOS",null,"0,00 %","0,00"]
[106194,"Luminaria Teceo-2-(96 Leds)22.400Lm;700mA;+Fotoc","UN","MISCELANEA",null,"0,00 %","0,00"]
[106193,"Luminaria Tipo BalaLed -15W(1.100 Lm)4.00K-Jupiter","UN","MISCELANEA","860061089 - IDRD - PROYECCIÓN","19,00 %","$ 115.677,00","2020-01-09"]
[10826,"Luminaria Tipo Led características de iluminación de áreas deportivas - ESSENTIAL FLOOD HP GEN3 BVP1","UN","LAMPARAS","8956232 - IDRD - MEDIA ARMONICA COTIZACIONES","19,00 %","$ 206.678,00","2023-03-06"]
[10827,"Luminaria Tipo Led características de iluminación de áreas deportivas - ESSENTIAL FLOOD HP GEN3 BVP1","BTO","LAMPARAS","8956232 - IDRD - MEDIA ARMONICA COTIZACIONES","19,00 %","$ 319.183,00","2023-03-06"]
[10828,"Luminaria Tipo Led características de iluminación de áreas deportivas - ESSENTIAL FLOOD HP GEN3 BVP1","UN","LAMPARAS","8956232 - IDRD - MEDIA ARMONICA COTIZACIONES","19,00 %","$ 395.236,00","2023-03-06"]
[10823,"Luminaria Tipo Led características de iluminación de áreas deportivas - MINI FLOOD GEN3 BVP150 LED17","UN","LAMPARAS","8956232 - IDRD - MEDIA ARMONICA COTIZACIONES","19,00 %","$ 48.263,00","2023-03-06"]
[10824,"Luminaria Tipo Led características de iluminación de áreas deportivas - MINI FLOOD GEN3 BVP150 LED25","UN","LAMPARAS","8956232 - IDRD - MEDIA ARMONICA COTIZACIONES","19,00 %","$ 69.529,00","2023-03-06"]
[10825,"Luminaria Tipo Led características de iluminación de áreas deportivas - MINI FLOOD GEN3 BVP150 LED42","UN","LAMPARAS","8956232 - IDRD - MEDIA ARMONICA COTIZACIONES","19,00 %","$ 101.879,01","2023-03-06"]
[10822,"Luminaria Tipo Led características de iluminación de áreas deportivas - MINI FLOOD GEN3 BVP150 LED8/","UN","LAMPARAS","8956232 - IDRD - MEDIA ARMONICA COTIZACIONES","19,00 %","$ 31.947,00","2023-03-06"]
[10817,"Luminaria Tipo Led características de iluminación de áreas deportivas - Slim Flood TF10-NW-G1-K-FL-8","UN","LAMPARAS","8956232 - IDRD - MEDIA ARMONICA COTIZACIONES","19,00 %","$ 127.720,00","2023-03-06"]
[10820,"Luminaria Tipo Led características de iluminación de áreas deportivas - Slim Flood TF150-NW-G1-Y-FL-","UN","LAMPARAS","8956232 - IDRD - MEDIA ARMONICA COTIZACIONES","19,00 %","$ 882.161,01","2023-03-06"]
[10821,"Luminaria Tipo Led características de iluminación de áreas deportivas - Slim Flood TF200-NW-G1-Y-FL-","UN","LAMPARAS","8956232 - IDRD - MEDIA ARMONICA COTIZACIONES","19,00 %","$ 1.180.918,00","2023-03-06"]
[10818,"Luminaria Tipo Led características de iluminación de áreas deportivas - Slim Flood TF30-NW-G1-K-FL-8","UN","LAMPARAS","8956232 - IDRD - MEDIA ARMONICA COTIZACIONES","19,00 %","$ 202.286,01","2023-03-06"]
[10819,"Luminaria Tipo Led características de iluminación de áreas deportivas - Slim Flood TF50-NW-G1-K-FL-8","UN","LAMPARAS","8956232 - IDRD - MEDIA ARMONICA COTIZACIONES","19,00 %","$ 290.279,00","2023-03-06"]
[10703,"Luminaria Tipo Led características de iluminación de áreas deportivas - SportStar BVP621 1028/730 90","UN","INST. ELECTRICAS","900550145 - LED LS COLOMBIANA SAS","19,00 %","$ 11.325.711,00","2023-03-06"]
[10706,"Luminaria Tipo Led características de iluminación de áreas deportivas - SportStar BVP621 555/757 450","UN","INST. ELECTRICAS","900550145 - LED LS COLOMBIANA SAS","19,00 %","$ 4.537.667,00","2023-03-29"]
[10705,"Luminaria Tipo Led características de iluminación de áreas deportivas - SportStar BVP621 740/757 600","UN","INST. ELECTRICAS","900550145 - LED LS COLOMBIANA SAS","19,00 %","$ 5.318.806,00","2023-03-29"]
[10704,"Luminaria Tipo Led características de iluminación de áreas deportivas - SportStar BVP621 925/757 750","UN","INST. ELECTRICAS","900550145 - LED LS COLOMBIANA SAS","19,00 %","$ 6.157.415,00","2023-03-29"]
[10789,"Luminaria Tipo Led características de iluminación de áreas deportivas - SportStar BVP621 LED1110/740","UN","LAMPARAS","555555555555 - IDRD - MEDIANA DE COTIZACIONES","19,00 %","$ 11.325.711,00","2022-12-02"]
[10790,"Luminaria Tipo Led características de iluminación de áreas deportivas - SportStar BVP621 LED1110/757","UN","LAMPARAS","555555555555 - IDRD - MEDIANA DE COTIZACIONES","19,00 %","$ 11.263.459,00","2022-12-02"]
[10791,"Luminaria Tipo Led características de iluminación de áreas deportivas - SportStar BVP621 LED1110/757","UN","LAMPARAS","555555555555 - IDRD - MEDIANA DE COTIZACIONES","19,00 %","$ 11.356.898,01","2022-12-05"]
[10793,"Luminaria Tipo Led características de iluminación de áreas deportivas - SportStar BVP621 LED1110/757","UN","LAMPARAS","555555555555 - IDRD - MEDIANA DE COTIZACIONES","19,00 %","$ 8.970.187,00","2022-12-05"]
[10794,"Luminaria Tipo Led características de iluminación de áreas deportivas - SportStar BVP621 LED1110/757","UN","LAMPARAS","555555555555 - IDRD - MEDIANA DE COTIZACIONES","19,00 %","$ 8.963.194,00","2022-12-05"]
[10802,"Luminaria Tipo Led características de iluminación de áreas deportivas - SportStar BVP621 LED514/730 ","UN","LAMPARAS","8956232 - IDRD - MEDIA ARMONICA COTIZACIONES","19,00 %","$ 5.978.289,00","2023-02-03"]
[10801,"Luminaria Tipo Led características de iluminación de áreas deportivas - SportStar BVP621 LED555/740 ","UN","LAMPARAS","8956232 - IDRD - MEDIA ARMONICA COTIZACIONES","19,00 %","$ 5.982.868,00","2023-02-03"]
[10799,"Luminaria Tipo Led características de iluminación de áreas deportivas - SportStar BVP621 LED555/757 ","UN","LAMPARAS","555555555555 - IDRD - MEDIANA DE COTIZACIONES","19,00 %","$ 5.932.002,00","2022-12-07"]
[10800,"Luminaria Tipo Led características de iluminación de áreas deportivas - SportStar BVP621 LED555/757 ","UN","LAMPARAS","555555555555 - IDRD - MEDIANA DE COTIZACIONES","19,00 %","$ 5.932.002,00","2022-12-07"]
[10798,"Luminaria Tipo Led características de iluminación de áreas deportivas - SportStar BVP621 LED740/740 ","UN","LAMPARAS","555555555555 - IDRD - MEDIANA DE COTIZACIONES","19,00 %","$ 6.994.668,00","2022-12-07"]
[10797,"Luminaria Tipo Led características de iluminación de áreas deportivas - SportStar BVP621 LED740/757 ","UN","LAMPARAS","555555555555 - IDRD - MEDIANA DE COTIZACIONES","19,00 %","$ 6.953.146,00","2022-12-07"]
[10796,"Luminaria Tipo Led características de iluminación de áreas deportivas - SportStar BVP621 LED857/730 ","UN","LAMPARAS","555555555555 - IDRD - MEDIANA DE COTIZACIONES","19,00 %","$ 8.101.391,00","2022-12-07"]
[10792,"Luminaria Tipo Led características de iluminación de áreas deportivas - SportStar BVP621 LED922/857 ","UN","LAMPARAS","555555555555 - IDRD - MEDIANA DE COTIZACIONES","19,00 %","$ 11.419.397,00","2022-12-05"]
[10795,"Luminaria Tipo Led características de iluminación de áreas deportivas - SportStar BVP621 LED925/757 ","UN","LAMPARAS","555555555555 - IDRD - MEDIANA DE COTIZACIONES","19,00 %","$ 8.049.412,01","2022-12-07"]
[10807,"Luminaria Tipo Led características de iluminación de áreas deportivas - Tango BVP431 LED135/CW 120~2","UN","LAMPARAS","8956232 - IDRD - MEDIA ARMONICA COTIZACIONES","19,00 %","$ 935.101,00","2023-02-03"]
[10806,"Luminaria Tipo Led características de iluminación de áreas deportivas - Tango BVP431 LED136/NW 120~2","UN","LAMPARAS","8956232 - IDRD - MEDIA ARMONICA COTIZACIONES","19,00 %","$ 932.409,01","2023-02-03"]
[10804,"Luminaria Tipo Led características de iluminación de áreas deportivas - Tango BVP431 LED68/CW 120~27","UN","LAMPARAS","8956232 - IDRD - MEDIA ARMONICA COTIZACIONES","19,00 %","$ 906.521,00","2023-02-03"]
[10803,"Luminaria Tipo Led características de iluminación de áreas deportivas - Tango BVP431 LED68/NW 120~27","UN","LAMPARAS","8956232 - IDRD - MEDIA ARMONICA COTIZACIONES","19,00 %","$ 902.855,00","2023-02-03"]
[10805,"Luminaria Tipo Led características de iluminación de áreas deportivas - Tango BVP431 LED92/NW 120~27","UN","LAMPARAS","8956232 - IDRD - MEDIA ARMONICA COTIZACIONES","19,00 %","$ 914.138,00","2023-02-03"]
[10809,"Luminaria Tipo Led características de iluminación de áreas deportivas - Tango BVP432 LED161/CW 120~2","UN","LAMPARAS","8956232 - IDRD - MEDIA ARMONICA COTIZACIONES","19,00 %","$ 1.179.784,00","2023-03-06"]
[10808,"Luminaria Tipo Led características de iluminación de áreas deportivas - Tango BVP432 LED161/NW 120~2","UN","LAMPARAS","8956232 - IDRD - MEDIA ARMONICA COTIZACIONES","19,00 %","$ 1.174.142,00","2023-02-03"]
[10811,"Luminaria Tipo Led características de iluminación de áreas deportivas - Tango BVP432 LED204/CW 120~2","UN","LAMPARAS","8956232 - IDRD - MEDIA ARMONICA COTIZACIONES","19,00 %","$ 1.197.998,00","2023-03-06"]
[10810,"Luminaria Tipo Led características de iluminación de áreas deportivas - Tango BVP432 LED206/NW 120~2","UN","LAMPARAS","8956232 - IDRD - MEDIA ARMONICA COTIZACIONES","19,00 %","$ 1.192.442,00","2023-03-06"]
[10813,"Luminaria Tipo Led características de iluminación de áreas deportivas - Tango BVP432 LED272/CW 120~2","UN","LAMPARAS","8956232 - IDRD - MEDIA ARMONICA COTIZACIONES","19,00 %","$ 1.300.851,00","2023-03-06"]
[10812,"Luminaria Tipo Led características de iluminación de áreas deportivas - Tango BVP432 LED274/NW 120~2","UN","LAMPARAS","8956232 - IDRD - MEDIA ARMONICA COTIZACIONES","19,00 %","$ 1.295.453,00","2023-03-06"]
[10814,"Luminaria Tipo Led características de iluminación de áreas deportivas - Tango BVP433 LED465/NW 120~2","UN","LAMPARAS","8956232 - IDRD - MEDIA ARMONICA COTIZACIONES","19,00 %","$ 2.831.350,01","2023-03-06"]
[10815,"Luminaria Tipo Led características de iluminación de áreas deportivas - Tango BVP433 LED465/NW 120~2","UN","LAMPARAS","8956232 - IDRD - MEDIA ARMONICA COTIZACIONES","19,00 %","$ 2.832.281,00","2023-03-06"]
[10816,"Luminaria Tipo Led características de iluminación de áreas deportivas - Tango BVP433 LED517/NW 120~2","UN","LAMPARAS","8956232 - IDRD - MEDIA ARMONICA COTIZACIONES","19,00 %","$ 2.882.598,00","2023-03-06"]
[10702,"Luminaria Tipo Led características de iluminación de campos deportivas - Arena vision BVP428 1780/95","UN","INST. ELECTRICAS","900550145 - LED LS COLOMBIANA SAS","19,00 %","$ 15.258.123,00","2023-03-31"]
[10709,"Luminaria Tipo Led características de iluminación de parques - Bollard (sum)","UN","INST. ELECTRICAS","860061089 - IDRD - PROYECCIÓN","19,00 %","$ 1.069.708,01","2022-12-19"]
[10708,"Luminaria Tipo Led características de iluminación de parques - Uniurban 33W (sum)","UN","INST. ELECTRICAS","860061089 - IDRD - PROYECCIÓN","19,00 %","$ 1.643.214,01","2022-12-19"]
[10692,"Luminaria Tipo Led características de iluminación de vía - DigiStreet Mini BGP761 LED100/740 77W (su","UN","INST. ELECTRICAS","860061089 - IDRD - PROYECCIÓN","19,00 %","$ 1.401.906,00","2023-03-31"]
[10693,"Luminaria Tipo Led características de iluminación de vía - DigiStreet Mini BGP761 LED100/740 99W (su","UN","INST. ELECTRICAS","860061089 - IDRD - PROYECCIÓN","19,00 %","$ 1.478.239,00","2023-03-31"]
[10691,"Luminaria Tipo Led características de iluminación de vía - DigiStreet Mini BGP761 LED119/740 92W (su","UN","INST. ELECTRICAS","860061089 - IDRD - PROYECCIÓN","19,00 %","$ 1.431.638,00","2023-03-31"]
[10694,"Luminaria Tipo Led características de iluminación de vía - DigiStreet Mini BGP761 LED149/740 115W (s","UN","INST. ELECTRICAS","860061089 - IDRD - PROYECCIÓN","19,00 %","$ 1.745.474,00","2023-03-31"]
[10695,"Luminaria Tipo Led características de iluminación de vía - DigiStreet Mini BGP761 LED170/740 131W (s","UN","INST. ELECTRICAS","860061089 - IDRD - PROYECCIÓN","19,00 %","$ 1.843.877,00","2023-03-31"]
[10696,"Luminaria Tipo Led características de iluminación de vía - DigiStreet Mini BGP761 LED220/740 169W (s","UN","INST. ELECTRICAS","860061089 - IDRD - PROYECCIÓN","19,00 %","$ 1.971.825,00","2023-03-31"]
[10697,"Luminaria Tipo Led características de iluminación de vía - DigiStreet Mini BGP761 LED240/740 185W (s","UN","INST. ELECTRICAS","860061089 - IDRD - PROYECCIÓN","19,00 %","$ 2.227.569,00","2023-03-31"]
[10698,"Luminaria Tipo Led características de iluminación de vía - DigiStreet Mini BGP761 LED280/740 215W (s","UN","INST. ELECTRICAS","860061089 - IDRD - PROYECCIÓN","19,00 %","$ 2.282.967,00","2023-03-31"]
[10699,"Luminaria Tipo Led características de iluminación de vía - DigiStreet Mini BGP761 LED300/740 231W (s","UN","INST. ELECTRICAS","860061089 - IDRD - PROYECCIÓN","19,00 %","$ 3.217.582,01","2023-03-31"]
[10700,"Luminaria Tipo Led características de iluminación de vía - DigiStreet Mini BGP761 LED320/740 246W (s","UN","INST. ELECTRICAS","860061089 - IDRD - PROYECCIÓN","19,00 %","$ 3.297.957,00","2022-12-19"]
[10701,"Luminaria Tipo Led características de iluminación de vía - DigiStreet Mini BGP761 LED360/740 277W (s","UN","INST. ELECTRICAS","860061089 - IDRD - PROYECCIÓN","19,00 %","$ 3.297.957,00","2022-12-19"]
[10689,"Luminaria Tipo Led características de iluminación de vía - DigiStreet Mini BGP761 LED55/740 42W (sum","UN","INST. ELECTRICAS","860061089 - IDRD - PROYECCIÓN","19,00 %","$ 1.200.892,00","2023-03-31"]
[10690,"Luminaria Tipo Led características de iluminación de vía - DigiStreet Mini BGP761 LED90/740 69W (sum","UN","INST. ELECTRICAS","860061089 - IDRD - PROYECCIÓN","19,00 %","$ 1.386.398,00","2023-03-31"]
[10707,"Luminaria Tipo Led características de iluminación de vía - PostTop 30NW (sum)","UN","INST. ELECTRICAS","860061089 - IDRD - PROYECCIÓN","19,00 %","$ 7.661.520,01","2022-12-19"]
[10711,"Luminaria Tipo Led características de iluminación interior - Panel 30x120 (sum)","UN","INST. ELECTRICAS","860061089 - IDRD - PROYECCIÓN","19,00 %","$ 177.910,00","2023-03-31"]
[10710,"Luminaria Tipo Led características de iluminación interior - Panel 60x60 (sum)","UN","INST. ELECTRICAS","860061089 - IDRD - PROYECCIÓN","19,00 %","$ 177.910,00","2023-03-31"]
[10723,"Luminaria Tipo Led características de Iluminación Solar - BRP710 11W (sum)","UN","INST. ELECTRICAS","860061089 - IDRD - PROYECCIÓN","19,00 %","$ 2.524.047,00","2022-12-19"]
[10724,"Luminaria Tipo Led características de Iluminación Solar - BRP710 17W (sum)","UN","INST. ELECTRICAS","860061089 - IDRD - PROYECCIÓN","19,00 %","$ 3.026.052,01","2022-12-19"]
[10725,"Luminaria Tipo Led características de Iluminación Solar - BRP710 26W (sum)","UN","INST. ELECTRICAS","860061089 - IDRD - PROYECCIÓN","19,00 %","$ 4.752.395,00","2023-03-31"]
[10712,"Luminaria Tipo Led características de Reflectores - BVP150 100W (sum)","UN","INST. ELECTRICAS","860061089 - IDRD - PROYECCIÓN","19,00 %","$ 174.042,01","2022-12-19"]
[10713,"Luminaria Tipo Led características de Reflectores - BVP150 150W (sum)","UN","INST. ELECTRICAS","860061089 - IDRD - PROYECCIÓN","19,00 %","$ 285.462,01","2022-12-19"]
[10714,"Luminaria Tipo Led características de Reflectores - BVP150 200W (sum)","UN","INST. ELECTRICAS","900550145 - LED LS COLOMBIANA SAS","19,00 %","$ 367.213,00","2022-06-06"]
[10717,"Luminaria Tipo Led características de Reflectores - BVP431 100W (sum)","UN","INST. ELECTRICAS","860061089 - IDRD - PROYECCIÓN","19,00 %","$ 780.984,01","2022-12-19"]
[10718,"Luminaria Tipo Led características de Reflectores - BVP431 120W (sum)","UN","INST. ELECTRICAS","860061089 - IDRD - PROYECCIÓN","19,00 %","$ 982.576,00","2022-12-19"]
[10719,"Luminaria Tipo Led características de Reflectores - BVP431 150W (sum)","UN","INST. ELECTRICAS","860061089 - IDRD - PROYECCIÓN","19,00 %","$ 997.626,00","2022-12-19"]
[10720,"Luminaria Tipo Led características de Reflectores - BVP431 200W (sum)","UN","INST. ELECTRICAS","860061089 - IDRD - PROYECCIÓN","19,00 %","$ 1.112.729,00","2023-03-29"]
[10715,"Luminaria Tipo Led características de Reflectores - BVP431 50W (sum)","UN","INST. ELECTRICAS","860061089 - IDRD - PROYECCIÓN","19,00 %","$ 861.195,00","2023-03-31"]
[10716,"Luminaria Tipo Led características de Reflectores - BVP431 70W (sum)","UN","INST. ELECTRICAS","860061089 - IDRD - PROYECCIÓN","19,00 %","$ 766.084,00","2022-12-19"]
[10721,"Luminaria Tipo Led características de Reflectores - BVP433 345W (sum)","UN","INST. ELECTRICAS","860061089 - IDRD - PROYECCIÓN","19,00 %","$ 2.747.313,00","2023-03-31"]
[10722,"Luminaria Tipo Led características de Reflectores - BVP433 380W (sum)","UN","INST. ELECTRICAS","860061089 - IDRD - PROYECCIÓN","19,00 %","$ 2.796.119,00","2023-03-31"]
[107127,"luminaria tipo proyector para areas deportivas ph","UN","LAMPARAS",null,"0,00 %","0,00"]
[101750,"Luminaria tipo spot LED 35 W 2643 lm-CRDC-COMETAS","UN","LAMPARAS","77777777777 - CONTRATO CONSULTORIA CEFE COMETAS","19,00 %","$ 126.078,00","2019-07-04"]
[107130,"Luminaria uplight led (98x139 mm) ip65","UN","LAMPARAS",null,"0,00 %","0,00"]
[105640,"LuminariaBahiaAlta (12000lumens;120-277v;4000k)med","UN","LAMPARAS",null,"0,00 %","0,00"]
[105901,"LuminariaparaPosteM-130(ap-70w208/220v)+fotoc+bomb","UN","LAMPARAS",null,"0,00 %","0,00"]
[105882,"LuminariaRALED II,32Led, 700 Ma 72W.4000K120-277v","UN","INST. ELECTRICAS","555555555555 - IDRD - MEDIANA DE COTIZACIONES","19,00 %","$ 890.611,01","2019-03-04"]
[101077,"LuminariaRALEDII32LED.4000K.RA02.54W.TipoCodensa","UN","INST. ELECTRICAS","85965425122 - ROY Y ALPHA S.A.","19,00 %","$ 1.261.846,00","2019-03-09"]
[101092,"LuminariaRALEDII48LED.4000K.RA04.104W.TipoCodensa","UN","INST. ELECTRICAS","85965425122 - ROY Y ALPHA S.A.","19,00 %","$ 1.254.706,00","2019-03-09"]
[106706,"LuminariaTECEO1-5120-40Leds90W-700mA-11100Lm","UN","LAMPARAS",null,"0,00 %","0,00"]
[105666,"LuminiariaLed(/50W)6.300Lm-4.000K-Blanco-IP66(A.P)","UN","INST. ELECTRICAS","860061089 - IDRD - PROYECCIÓN","19,00 %","$ 581.752,00","2022-01-28"]
[101671,"Lumin-LED lineal cuadrada 50 W 4150 lmCRDC-Cometas","UN","LAMPARAS","77777777777 - CONTRATO CONSULTORIA CEFE COMETAS","19,00 %","$ 497.533,00","2019-07-03"]
[101651,"Lum-LED lineal de sobreponer o descolgar CRDC-COME","UN","LAMPARAS","77777777777 - CONTRATO CONSULTORIA CEFE COMETAS","19,00 %","$ 331.916,00","2019-07-03"]
[101656,"Lum-LED lineal-SOBRE-O-DESCOL 28W CRDC-COME","UN","LAMPARAS","77777777777 - CONTRATO CONSULTORIA CEFE COMETAS","19,00 %","$ 333.200,00","2019-04-11"]
[101659,"Lum-LED lineal-SOBRE-O-DESCOL 41W CRDC-COME","UN","LAMPARAS","77777777777 - CONTRATO CONSULTORIA CEFE COMETAS","19,00 %","$ 461.626,00","2019-07-03"]
[101822,"Lum-LED-Lineal112.9cmRecesada393.7W-CRDC-COMETAS","UN","LAMPARAS","77777777777 - CONTRATO CONSULTORIA CEFE COMETAS","19,00 %","$ 5.626.092,00","2019-04-09"]
[162,"LUXALON Alumin 130B      Decor","M2","LAMINAS",null,"0,00 %","0,00"]
[163,"LUXALON Alumin 180B      Decor","M2","LAMINAS",null,"0,00 %","0,00"]
[164,"LUXALON Alumin 80B       Decor","M2","LAMINAS",null,"0,00 %","0,00"]
[161,"LUXALON Alumin bisel V5  Decor","M2","LAMINAS",null,"0,00 %","0,00"]
[1627,"LUXALON Alumin espejo V5 Decor","M2","LAMINAS",null,"0,00 %","0,00"]
[1812,"LUXALON Aluzinc 12mm     Decor","M2","LAMINAS",null,"0,00 %","0,00"]
[158,"LUXALON Aluzinc 130B     Decor","M2","LAMINAS",null,"0,00 %","0,00"]
[1815,"LUXALON Aluzinc 280B     Decor","M2","LAMINAS",null,"0,00 %","0,00"]
[160,"LUXALON Aluzinc 80B      Decor","M2","LAMINAS",null,"0,00 %","0,00"]
[1813,"LUXALON Aluzinc LISO V5 Decor","M2","LAMINAS",null,"0,00 %","0,00"]
[166,"LUXALON Bandeja Aluminio Natural","M2","LAMINAS",null,"0,00 %","0,00"]
[1817,"LUXALON MaderAlum V5     Acust","M2","LAMINAS",null,"0,00 %","0,00"]
[1816,"LUXALON MaderAlum V5     Decor","M2","LAMINAS",null,"0,00 %","0,00"]
[156,"LUXALON Minicell 5x5 Aluzinc","M2","LAMINAS","860061089 - IDRD - PROYECCIÓN","19,00 %","$ 54.741,00","2022-01-31"]
[108830,"M.O. Especializada Fachada DANPAL (Herram+Andamio)","M2","FACHADAS",null,"0,00 %","0,00"]
[502,"MACETA 4 Lbs STANLEY, HERRAGRO O SIMILAR","UN","HERRAMIENTA","860061089 - IDRD - PROYECCIÓN","19,00 %","$ 50.592,01","2022-01-24"]
[102990,"MACETA CON CABO DE 2LB **","UN","FERRETERIA Y HERRAMIENTAS",null,"0,00 %","0,00"]
[103207,"MACHETE 22 PULGADAS- 3 CANALES ACERO-MANGO ANTIDES","UN","FERRETERIA Y HERRAMIENTAS","860061089 - IDRD - PROYECCIÓN","19,00 %","$ 18.638,01","2022-01-29"]
[12849,"MADERA CEDRO ACHAPO 10*5*3MTS","UN","MADERAS","860061089 - IDRD - PROYECCIÓN","5,00 %","$ 33.988,00","2022-02-10"]
[103787,"MADERA ESTACONES DE 2,5 MTS DIAM DE 3 Y 4\"","UN","MOBILIARIO URBANO Y SEÑALIZAC.","860061089 - IDRD - PROYECCIÓN","19,00 %","$ 34.469,00","2023-03-24"]
[102460,"MADERA FLOR MORADO ACHAPO RUSTICO  30 CM X 3 CM","UN","FERRETERIA","860061089 - IDRD - PROYECCIÓN","19,00 %","$ 60.256,00","2022-01-29"]
[102459,"MADERA FLOR MORADO ACHAPO RUSTICO 12 CM X 12 CM","UN","FERRETERIA","860061089 - IDRD - PROYECCIÓN","19,00 %","$ 152.304,01","2022-01-29"]
[104624,"MADERA GUAYMARO 0.08X0.017","M2","MISCELANEA",null,"0,00 %","0,00"]
[104644,"MADERA LAMINADA  7 mm ( ASAMTEAK HIGH ) ALFA","M2","ENCHAPES,PISOS,ALFOMBRAS,PAPEL",null,"0,00 %","0,00"]
[12734,"MADERAMEN BALONCESTO REF: Marca Connor Referencia Rezill (SUM+INST)","M2","Pisos","860061089 - IDRD - PROYECCIÓN","19,00 %","$ 531.507,00","2022-06-07"]
[102777,"MADERAMEN REF: GraboSpringAirElite 43mm(SUM+INST)","M2","Pisos","860061089 - IDRD - PROYECCIÓN","19,00 %","$ 740.210,00","2022-06-07"]
[3777,"MAESTRO GENERAL + PREST. (IDRD)","MES","SUELDOS Y JORNALES","860.061.099.1 - IDRD","0,00 %","$ 3.505.596,00","2022-12-23"]
[108008,"Magnético liviano SM-200W","UN","APARATOS ELECTRICOS",null,"0,00 %","0,00"]
[104555,"MALACATE 300 KG.","DD","EQUIPOS DE EXCAVACION","860061089 - IDRD - PROYECCIÓN","19,00 %","$ 71.555,00","2023-03-28"]
[108545,"Malamadre/Neomarica Gracilis","UN","JARDINERIA Y GRAMAS","860061089 - IDRD - PROYECCIÓN","0,00 %","$ 2.918,00","2022-01-31"]
[101775,"MALLA  CANCHA DE TENIS(N°5-Inmunis+Guaya+Inst)**","UN","PREFABRICADOS METALICOS",null,"0,00 %","0,00"]
[103586,"malla angeo pajarito  0.90 x 30mts rollo","RLL","MISCELANEA",null,"0,00 %","0,00"]
[3752,"MALLA BASQUET NYLON N° 5 INMUNIZADO","UN","MOBILIARIO PARQUES","860061089 - IDRD - PROYECCIÓN","19,00 %","$ 33.381,00","2021-06-18"]
[3797,"MALLA CALATEX 150X120 cm","UN","EQUIPO DE SEGURIDAD INDUSTRIAL","6555555555 - IDRD - MENOR VALOR   DE COTIZACIONES","19,00 %","$ 8.332,00","2020-12-22"]
[102321,"MALLA CERAMICA PIEDRACID NEGRO 30x30 **","M2","Pisos",null,"0,00 %","0,00"]
[100982,"MALLA CERRAMIENTO Eslabonada Cal. 10 - 3x3\"","M2","MOBILIARIO PARQUES","860061089 - IDRD - PROYECCIÓN","19,00 %","$ 22.696,00","2023-03-29"]
[103898,"MALLA CERRAMIENTO ESLABONADA CAL.10(Hueco 2-1/4\")","M2","MOBILIARIO URBANO Y SEÑALIZAC.","860061089 - IDRD - PROYECCIÓN","19,00 %","$ 25.518,00","2023-03-28"]
[104285,"MALLA CERRAMIENTO ESLABONADA CAL.12 (Hueco 2-1/4\")","M2","ACEROS,HIERROS/MALLAS,CERCHAS",null,"0,00 %","0,00"]
[3035,"MALLA CERRAMIENTO Eslabonada. Cal.10(Hueco 2½ )","M2","ACEROS,HIERROS/MALLAS,CERCHAS",null,"0,00 %","0,00"]
[101815,"MALLA CERRAMIENTO Eslabonada.Cal.10(Hueco  2\")","M2","ACEROS,HIERROS/MALLAS,CERCHAS",null,"0,00 %","0,00"]
[35,"MALLA CERRAMIENTO Eslabonada.Cal.10(Hueco 2\"X2\")","M2","MOBILIARIO URBANO Y SEÑALIZAC.","8956232 - IDRD - MEDIA ARMONICA COTIZACIONES","19,00 %","$ 28.727,00","2023-03-31"]
[2346,"MALLA CERRAMIENTO Eslabonada.Cal.12 (Hueco 2 1/2\"","M2","MOBILIARIO URBANO Y SEÑALIZAC.","860061089 - IDRD - PROYECCIÓN","19,00 %","$ 16.646,01","2023-03-30"]
[1291,"MALLA CERRAMIENTO TELA VERDE 2.10 ALTO-CONSTRUCC","M2","ACEROS,HIERROS/MALLAS,CERCHAS",null,"0,00 %","0,00"]
[1290,"MALLA CERRAMIENTO TELAVERDE1.65m -80gr/m2 (2  AÑOS","M2","ACEROS,HIERROS/MALLAS,CERCHAS",null,"0,00 %","0,00"]
[104168,"MALLA CERRAMTO TELA VERDE 1.65M -80Gr/M2(2 AÑOS)","ML","FERRETERIA Y HERRAMIENTAS",null,"0,00 %","0,00"]
[104167,"MALLA CERRAMTO TELA VERDE2.10M ALTO 80Gr/M2 CONSTR","ML","FERRETERIA Y HERRAMIENTAS",null,"0,00 %","0,00"]
[1292,"MALLA CON VENA  0.60 X 2 Mts","UN","ACEROS,HIERROS/MALLAS,CERCHAS",null,"0,00 %","0,00"]
[1990,"MALLA CON VENA  2.40 M. x 0.53","UN","ACEROS,HIERROS/MALLAS,CERCHAS","860061089 - IDRD - PROYECCIÓN","19,00 %","$ 6.667,00","2023-03-28"]
[105479,"MALLA DE ANJEO PLASTICA GALLINERO 25X30MM A=1.80M","ML","FERRETERIA Y HERRAMIENTAS",null,"0,00 %","0,00"]
[102480,"MALLA DE PROTECCIÓN (Construcc.Edificios)","M2","OTROS PREFABRICADOS",null,"0,00 %","0,00"]
[100022,"Malla diafragma para gaviones2.7mmcal12(7.5X7.5CM)","M2","MALLAS ELECTROSOLDADAS","8956232 - IDRD - MEDIA ARMONICA COTIZACIONES","19,00 %","$ 20.389,00","2022-06-09"]
[100569,"Malla E-050 POP (HELIACERO) 25 x 25 x 4mm **","UN","MALLAS ELECTROSOLDADAS",null,"0,00 %","0,00"]
[100551,"Malla E-050 Q-1(HELIACERO)  4.0 x4.0@0.25  **","UN","MALLAS ELECTROSOLDADAS",null,"0,00 %","0,00"]
[9426,"MALLA ELECTROSOLD.5.5 mmx5.5 mm  6Mts x 2.35M-159","UN","MALLAS ELECTROSOLDADAS","555555555555 - IDRD - MEDIANA DE COTIZACIONES","19,00 %","$ 192.215,00","2023-03-02"]
[3291,"MALLA ELECTROSOLDADA  4.0 x 4.0 mm 6x2.35m M-084","UN","MALLAS ELECTROSOLDADAS","555555555555 - IDRD - MEDIANA DE COTIZACIONES","19,00 %","$ 101.793,00","2023-03-02"]
[9424,"MALLA ELECTROSOLDADA  4.5mm x 4.5mm  6Mts x 2.35Mt","UN","MALLAS ELECTROSOLDADAS","555555555555 - IDRD - MEDIANA DE COTIZACIONES","19,00 %","$ 128.865,00","2023-03-02"]
[9425,"MALLA ELECTROSOLDADA  5mm x 5mm  6M x 2.35M  M-131","UN","MALLAS ELECTROSOLDADAS","555555555555 - IDRD - MEDIANA DE COTIZACIONES","19,00 %","$ 158.428,00","2023-03-02"]
[9428,"MALLA ELECTROSOLDADA  6.5 mm x 6.5 mm  6Mts x 2.35","UN","MALLAS ELECTROSOLDADAS","555555555555 - IDRD - MEDIANA DE COTIZACIONES","19,00 %","$ 267.476,00","2023-03-02"]
[9427,"MALLA ELECTROSOLDADA  6mm x 6mm  6M x 2.35  M-188","UN","MALLAS ELECTROSOLDADAS","555555555555 - IDRD - MEDIANA DE COTIZACIONES","19,00 %","$ 228.492,00","2023-03-02"]
[1915,"MALLA ELECTROSOLDADA  ESPECIAL","KG","MALLAS ELECTROSOLDADAS",null,"0,00 %","0,00"]
[1879,"MALLA ELECTROSOLDADA  ESTANDAR","KG","MALLAS ELECTROSOLDADAS","8956232 - IDRD - MEDIA ARMONICA COTIZACIONES","19,00 %","$ 6.349,99","2022-06-13"]
[9423,"MALLA ELECTROSOLDADA  M-084 4mm x 4mm  6Mts x 2.35","UN","MALLAS ELECTROSOLDADAS","555555555555 - IDRD - MEDIANA DE COTIZACIONES","19,00 %","$ 101.793,00","2023-03-02"]
[10664,"MALLA ELECTROSOLDADA 15*15 CMS ","M2","FACHADAS","860061089 - IDRD - PROYECCIÓN","19,00 %","$ 35.830,00","2023-03-29"]
[106406,"MALLA ELECTROSOLDADA 15X15 DE 5 mm","KG","MALLAS ELECTROSOLDADAS",null,"0,00 %","0,00"]
[101144,"MALLA ELECTROSOLDADA 5mm x 5mm  6Mtsx2.35(N0 USAR)","UN","MALLAS ELECTROSOLDADAS",null,"0,00 %","0,00"]
[100603,"Malla Electrosoldada estandar (codiACERO)**","KG","MALLAS ELECTROSOLDADAS","8956232 - IDRD - MEDIA ARMONICA COTIZACIONES","19,00 %","$ 7.699,00","2023-02-20"]
[105760,"Malla en hilos de polietileno","M2","JARDINERIA Y GRAMAS","860061089 - IDRD - PROYECCIÓN","19,00 %","$ 2.144,00","2023-03-31"]
[103145,"MALLA ESLABONADA  CAL 10 (Hueco 2\")","M2","MISCELANEA",null,"0,00 %","0,00"]
[105796,"MALLA ESLABONADA CAL.10 HUECO DE 11/2X11/2\"","M2","MALLAS ELECTROSOLDADAS","555555555555 - IDRD - MEDIANA DE COTIZACIONES","19,00 %","$ 37.485,00","2022-04-07"]
[10764,"MALLA ESLABONADA CAL10 HUECO 2\"","M2","MALLAS ELECTROSOLDADAS","8956232 - IDRD - MEDIA ARMONICA COTIZACIONES","19,00 %","$ 33.511,00","2022-09-13"]
[103081,"MALLA ESLABONADA PVC CAL 10 HUECO 21/4\"","M2","MISCELANEA",null,"0,00 %","0,00"]
[107041,"Malla Expandida Tipo EXR-12 de Hierro Cal.22.","M2","ACEROS,HIERROS/MALLAS,CERCHAS",null,"0,00 %","0,00"]
[100577,"Malla fortinet medium **","M2","MOBILIARIO URBANO Y SEÑALIZAC.","860061089 - IDRD - PROYECCIÓN","19,00 %","$ 33.738,00","2022-01-30"]
[102528,"MALLA FUTBOL PROF.CAL.8,Nylon Imp.Hexago.8cmCampin","UN","PREFABRICADOS METALICOS",null,"0,00 %","0,00"]
[102581,"MALLA FUTBOL PROF.CAL.8,Nylon Imp.Hexago.8cmCampin","JGO","PREFABRICADOS METALICOS","860061089 - IDRD - PROYECCIÓN","19,00 %","$ 1.374.724,00","2023-03-31"]
[104847,"Malla Gallinero (11/4\")TripTors.H=0.90m.L=36mCal22","UN","FERRETERIA",null,"0,00 %","0,00"]
[100422,"Malla gallineroCal.22(S-1 1/4\"Rollo 36m H=1.50m)**","M2","ACEROS,HIERROS/MALLAS,CERCHAS","860061089 - IDRD - PROYECCIÓN","19,00 %","$ 3.059,00","2023-03-29"]
[3758,"MALLA GALVANIZADA ESLABONADA ONDULAD.Cal.8(hueco2\"","M2","ACEROS,HIERROS/MALLAS,CERCHAS",null,"0,00 %","0,00"]
[102838,"Malla gaviones(2*1*1-triple tors.2.7mmCal 12-S=10","UN","ACEROS,HIERROS/MALLAS,CERCHAS",null,"0,00 %","0,00"]
[100021,"Malla gaviones(2*1*1-triple tors.2.7mmCal 12-S=7.5","UN","ACEROS,HIERROS/MALLAS,CERCHAS","8956232 - IDRD - MEDIA ARMONICA COTIZACIONES","19,00 %","$ 146.894,00","2022-06-09"]
[100552,"Malla H-084 R-2.1(HELIACERO)  15 x 25 x 4mm  **","UN","ACEROS,HIERROS/MALLAS,CERCHAS",null,"0,00 %","0,00"]
[100553,"Malla H-106 R-3 (HELIACERO)  15 x 25 x 4.5mm  **","UN","ACEROS,HIERROS/MALLAS,CERCHAS",null,"0,00 %","0,00"]
[100554,"Malla H-131 (HELIACERO)  15 x 30 x 5mm  **","UN","ACEROS,HIERROS/MALLAS,CERCHAS",null,"0,00 %","0,00"]
[100555,"Malla H-158 R-3.2 (HELIACERO)  15 x 25 x 5.5mm  **","UN","ACEROS,HIERROS/MALLAS,CERCHAS",null,"0,00 %","0,00"]
[100556,"Malla H-221 R-8.1 (HELIACERO)  15 x 25 x 6.5mm  **","UN","ACEROS,HIERROS/MALLAS,CERCHAS",null,"0,00 %","0,00"]
[100557,"Malla H-257 R-8.2 (HELIACERO)  15 x 25 x 7mm  **","UN","ACEROS,HIERROS/MALLAS,CERCHAS",null,"0,00 %","0,00"]
[39,"MALLA L-098 (HELIACERO)  20 x 20 x 5mm","UN","ACEROS,HIERROS/MALLAS,CERCHAS",null,"0,00 %","0,00"]
[100558,"Malla M-042 (HELIACERO)  30 x 30 x 4mm  **","UN","ACEROS,HIERROS/MALLAS,CERCHAS",null,"0,00 %","0,00"]
[100568,"Malla M-063 POP (HELIACERO) 20 x 20 x 4mm **","UN","ACEROS,HIERROS/MALLAS,CERCHAS",null,"0,00 %","0,00"]
[100560,"Malla M-084 Q 2 -  15 x 15 x 4mm  (6x2.35m)","UN","ACEROS,HIERROS/MALLAS,CERCHAS","555555555555 - IDRD - MEDIANA DE COTIZACIONES","19,00 %","$ 101.793,00","2023-03-02"]
[100561,"Malla M-106 Q-3 (HELIACERO)  15 x 15 x 4.5mm  **","UN","ACEROS,HIERROS/MALLAS,CERCHAS",null,"0,00 %","0,00"]
[38,"MALLA M-131 - 15 x 15 x 5mm","UN","ACEROS,HIERROS/MALLAS,CERCHAS","555555555555 - IDRD - MEDIANA DE COTIZACIONES","19,00 %","$ 160.388,00","2022-04-06"]
[100562,"Malla M-159 Q-4 (HELIACERO)  15 x 15 x 5.5mm  **","UN","ACEROS,HIERROS/MALLAS,CERCHAS",null,"0,00 %","0,00"]
[103417,"MALLA M-188  -  15 x 15 x 6mm","KG","ACEROS,HIERROS/MALLAS,CERCHAS","860061089 - IDRD - PROYECCIÓN","19,00 %","$ 3.275,00","2019-03-05"]
[40,"MALLA M-188 - 15 x 15 x 6mm","UN","ACEROS,HIERROS/MALLAS,CERCHAS","8956232 - IDRD - MEDIA ARMONICA COTIZACIONES","19,00 %","$ 222.465,00","2023-03-02"]
[100563,"Malla M-221 Q-6 (HELIACERO)  15 x 15 x 6.5mm  **","UN","ACEROS,HIERROS/MALLAS,CERCHAS",null,"0,00 %","0,00"]
[100564,"Malla M-262 Q-6.1 (HELIACERO)  15 x 15 x 7mm  **","UN","ACEROS,HIERROS/MALLAS,CERCHAS","8956232 - IDRD - MEDIA ARMONICA COTIZACIONES","19,00 %","$ 191.910,00","2020-12-22"]
[100565,"Malla M-295 Q-7 (HELIACERO)  15 x 15 x 7.5mm  **","UN","ACEROS,HIERROS/MALLAS,CERCHAS",null,"0,00 %","0,00"]
[100566,"Malla M-335 Q-7.1 (HELIACERO)  15 x 15 x 8mm  **","UN","ACEROS,HIERROS/MALLAS,CERCHAS","555555555555 - IDRD - MEDIANA DE COTIZACIONES","19,00 %","$ 406.629,00","2023-03-02"]
[100567,"Malla M-378 Q-8 (HELIACERO)  15 x 15 x  8mmX5mm","UN","ACEROS,HIERROS/MALLAS,CERCHAS","860061089 - IDRD - PROYECCIÓN","19,00 %","$ 555.168,00","2022-06-07"]
[103748,"MALLA MICROFUTBOL 3mtx2mt (nylon  Nº4 )","JGO","MOBILIARIO URBANO Y SEÑALIZAC.","860061089 - IDRD - PROYECCIÓN","19,00 %","$ 180.989,00","2023-03-28"]
[3750,"MALLA MICROFUTBOL Nylon Iperm.Nº4","JGO","PREFABRICADOS METALICOS","860061089 - IDRD - PROYECCIÓN","19,00 %","$ 215.095,00","2023-03-29"]
[104813,"MALLA MICROFUTBOL Nylon Iperm.Nº5","JGO","MOBILIARIO PARQUES",null,"0,00 %","0,00"]
[108057,"MALLA MICROFUTBOL Nylon Iperm.Nº5","JGO","MOBILIARIO PARQUES","860061089 - IDRD - PROYECCIÓN","19,00 %","$ 373.460,00","2023-03-28"]
[100530,"MALLA MINIFUTBOL/FUTBOL-8 (5X2M)Nilon Imperm-N°4","JGO","PREFABRICADOS METALICOS","860061089 - IDRD - PROYECCIÓN","19,00 %","$ 270.635,00","2023-03-29"]
[103745,"MALLA MINITENIS","UN","MOBILIARIO URBANO Y SEÑALIZAC.","860061089 - IDRD - PROYECCIÓN","19,00 %","$ 247.832,01","2023-03-30"]
[102540,"Malla Nylon Imperm.CAL.14,Hexago 10cm**","M2","PREFABRICADOS METALICOS",null,"0,00 %","0,00"]
[105067,"MALLA ONDULADA GALV. Cal.10 Hueco1 1/2\"x1 1/2\"","M2","ACABADOS","555555555555 - IDRD - MEDIANA DE COTIZACIONES","19,00 %","$ 18.200,00","2019-02-28"]
[1295,"MALLA PARA ZARANDA  3*3","M2","ACEROS,HIERROS/MALLAS,CERCHAS",null,"0,00 %","0,00"]
[1296,"MALLA PARA ZARANDA  4*4","M2","ACEROS,HIERROS/MALLAS,CERCHAS",null,"0,00 %","0,00"]
[100974,"Malla Plastica gallinero**","M2","ACEROS,HIERROS/MALLAS,CERCHAS",null,"0,00 %","0,00"]
[104641,"MALLA PREONDULADA (1 1/2\" x 1 1/2\")CAL.8(4.25MM)","M2","ACEROS,HIERROS/MALLAS,CERCHAS","860061089 - IDRD - PROYECCIÓN","19,00 %","$ 29.894,00","2020-01-09"]
[793,"MALLA Protec. fachada POLITEX","M2","FERRETERIA",null,"0,00 %","0,00"]
[91,"MALLA Protec.10mmx10mm 2M.Anch","ML","FERRETERIA",null,"0,00 %","0,00"]
[102615,"MALLA PROTECC.FUTBOL Cal.2,Nylon Imp.(13X13)","M2","PREFABRICADOS METALICOS","8956232 - IDRD - MEDIA ARMONICA COTIZACIONES","19,00 %","$ 8.625,00","2023-03-31"]
[44,"MALLA Q- 0 CONCREMALLA-3MM(6x2.35M)Hueco:15X15CM","UN","ACEROS,HIERROS/MALLAS,CERCHAS",null,"0,00 %","0,00"]
[42,"MALLA Q- 2 CONCREMALLA-4MM(6x2.35M)Hueco:15X15CM","UN","ACEROS,HIERROS/MALLAS,CERCHAS",null,"0,00 %","0,00"]
[43,"MALLA Q- 5 -CONCREMALLA- 6MM(6x2.35)hUECO:15X15CM","UN","ACEROS,HIERROS/MALLAS,CERCHAS",null,"0,00 %","0,00"]
[3909,"MALLA Q-1-3MM(6x2.35M)Hueco:15X15CM","UN","ACEROS,HIERROS/MALLAS,CERCHAS","555555555555 - IDRD - MEDIANA DE COTIZACIONES","19,00 %","$ 56.852,00","2023-03-02"]
[47,"MALLA Q-3 CONCREMALLA-5MM(6x2.35M)Hueco:15X15CM","UN","ACEROS,HIERROS/MALLAS,CERCHAS",null,"0,00 %","0,00"]
[41,"MALLA Q-8 CONCREMALLA-8.5MM(6x2.35M)Hueco:15X15CM","UN","ACEROS,HIERROS/MALLAS,CERCHAS",null,"0,00 %","0,00"]
[45,"MALLA R- 21 CONCREMALLA-4mm(15x25 M )","UN","ACEROS,HIERROS/MALLAS,CERCHAS",null,"0,00 %","0,00"]
[1916,"MALLA RAM","KG","MALLAS ELECTROSOLDADAS",null,"0,00 %","0,00"]
[2976,"MALLA SIN VENA 0.60 x 2.40 M.","UN","ACEROS,HIERROS/MALLAS,CERCHAS",null,"0,00 %","0,00"]
[103581,"MALLA TRIPLE TORSIÓN ALAM GALV CAL BWG 12 HUC 7.5X","UN","MISCELANEA",null,"0,00 %","0,00"]
[12742,"MALLA TRIPLE TORSIÓN TALUD ABERTURA (OJO) DE 8X10CM","M2","ACEROS,HIERROS/MALLAS,CERCHAS","5241521 - PAVCO-MEXICHEM","19,00 %","$ 30.356,90","2020-11-24"]
[104885,"Malla Voleyball incluye antenas","UN","MOBILIARIO URBANO Y SEÑALIZAC.",null,"0,00 %","0,00"]
[9429,"MALLA ZARANDA  4 mm x 4 mm","UN","ACEROS,HIERROS/MALLAS,CERCHAS",null,"0,00 %","0,00"]
[108526,"MallaMetalScreenHD40H.DouglasoEquivaleS/Especifica","M2","CARPINTERIA METALICA",null,"0,00 %","0,00"]
[102583,"MallaPort.FutbolSemiprof.Cal.2,Nylon.ImpCuadro10cm","JGO","PREFABRICADOS METALICOS",null,"0,00 %","0,00"]
[102582,"MallaPort.FutbolSemiprof.Cal.4,Nylon.ImpCuadro10cm","JGO","PREFABRICADOS METALICOS","860061089 - IDRD - PROYECCIÓN","19,00 %","$ 1.313.151,01","2023-03-31"]
[9485,"MALLAS EN NYLON TENIS","UN","PREFABRICADOS METALICOS",null,"0,00 %","0,00"]
[101773,"Mallas tenis de Campo","UN","MOBILIARIO URBANO Y SEÑALIZAC.","860061089 - IDRD - PROYECCIÓN","19,00 %","$ 608.424,00","2023-03-29"]
[108806,"Mamposteria Bl. No. 4 incluye instal y Mortero","M2","SUELDOS Y JORNALES",null,"0,00 %","0,00"]
[108439,"MAMPOSTERIA CDRC FONTANAR","GL","MISCELANEA",null,"0,00 %","0,00"]
[12918,"MANGO TELESCÓPICO 2 a 5 M EN ALUMINIO 1 1/4\"X1\"","UN","PISCINAS","860061089 - IDRD - PROYECCIÓN","19,00 %","$ 80.286,00","2022-01-31"]
[105133,"Mango telescopico para piscinas o fuentes","UN","PISCINAS","860061089 - IDRD - PROYECCIÓN","19,00 %","$ 141.300,01","2022-01-31"]
[1984,"MANGUERA 1/2\" TRANSP.C-40(ROLLO 100M)**","ML","FERRETERIA","555555555555 - IDRD - MEDIANA DE COTIZACIONES","19,00 %","$ 1.519,00","2023-03-08"]
[102546,"MANGUERA 3\"POLIETILENO NEGRA(ROLLO 50 ML)Cal.-40","ML","FERRETERIA Y HERRAMIENTAS","8956232 - IDRD - MEDIA ARMONICA COTIZACIONES","19,00 %","$ 11.324,00","2023-03-22"]
[102549,"MANGUERA CAUCHO NEGRA RIEGO 1\"(100m)CAL-40","ML","FERRETERIA Y HERRAMIENTAS","555555555555 - IDRD - MEDIANA DE COTIZACIONES","19,00 %","$ 6.929,00","2023-03-22"]
[102550,"MANGUERA CAUCHO NEGRA RIEGO3/4\"(100m)CAL-40","ML","FERRETERIA Y HERRAMIENTAS","555555555555 - IDRD - MEDIANA DE COTIZACIONES","19,00 %","$ 4.941,00","2023-03-22"]
[102220,"MANGUERA DE 1/2\" JARDÍN TIPO LIVIANO (de 50 m)","ML","GRIFERIA",null,"0,00 %","0,00"]
[105489,"MANGUERA DE 1/2” JARDÍN TIPO PESADO ML","ML","FERRETERIA Y HERRAMIENTAS","860061089 - IDRD - PROYECCIÓN","19,00 %","$ 2.901,01","2022-01-29"]
[107552,"MANGUERA DE ASPIRACIÓN ø2\" -  30m","UN","PISCINAS","555555555555 - IDRD - MEDIANA DE COTIZACIONES","19,00 %","$ 725.771,00","2020-12-29"]
[503,"MANGUERA DE NIVEL 3/8\" CAL 30","ML","FERRETERIA Y HERRAMIENTAS","8956232 - IDRD - MEDIA ARMONICA COTIZACIONES","19,00 %","$ 1.556,00","2023-03-22"]
[108692,"Manguera flexible aislada diametro 12\"","UN","SISTEMAS VENTILACION",null,"0,00 %","0,00"]
[108617,"Manguera Flexible Diam 14","UN","SISTEMAS VENTILACION",null,"0,00 %","0,00"]
[109100,"Manguera flexible para conexión de tanque de nivel","UN","MISCELANEA",null,"0,00 %","0,00"]
[105740,"MANGUERA FLOTANTE 2\" X 50 PIES (15,2 M) (AMERICANA)","UN","MISCELANEA","860061089 - IDRD - PROYECCIÓN","19,00 %","$ 192.001,00","2022-02-09"]
[3568,"MANGUERA HOMOLOGADA .80cmx38\"","UN","INST. DE GAS",null,"0,00 %","0,00"]
[102548,"MANGUERA Ø11/2\" TRANSP-CAL.40(ROLLO 50 ML)","ML","FERRETERIA Y HERRAMIENTAS","8956232 - IDRD - MEDIA ARMONICA COTIZACIONES","19,00 %","$ 12.872,00","2023-03-22"]
[102547,"MANGUERA Ø2\" TRANSP-CAL.40(ROLLO 50 ML)","ML","FERRETERIA Y HERRAMIENTAS","8956232 - IDRD - MEDIA ARMONICA COTIZACIONES","19,00 %","$ 24.174,01","2023-03-22"]
[107835,"MANGUERA PARA GAS ACOPLES RÁPIDOS.","UN","EQUIPOS PARA COCINA",null,"0,00 %","0,00"]
[105127,"Manguera para piscina 2\"x50mts","UN","PISCINAS","860061089 - IDRD - PROYECCIÓN","19,00 %","$ 247.866,00","2022-01-31"]
[105146,"MANGUERA PLASTICA DE 1 1/2\" X 30 PIES (9,144 m) (AMERICANA)","UN","PISCINAS","860061089 - IDRD - PROYECCIÓN","19,00 %","$ 100.691,01","2022-01-31"]
[108195,"MANGUERA Y ACCESORIOS DE CONEXIÓN","UN","SISTEMAS VENTILACION",null,"0,00 %","0,00"]
[102232,"MANGUERAS - PISTOLA FUSIÓN POLIUREA","DD","FERRETERIA","860061089 - IDRD - PROYECCIÓN","19,00 %","$ 70.821,01","2023-03-16"]
[504,"MANIJA ALUMINIO VENTANA","UN","FERRETERIA","8956232 - IDRD - MEDIA ARMONICA COTIZACIONES","19,00 %","$ 6.212,00","2023-03-08"]
[105853,"MANIJA CAUCHO NEGRO NEOPRENO Ø2\" L=15CM-BIOSALUD","UN","MOBILIARIO URBANO Y SEÑALIZAC.","860061089 - IDRD - PROYECCIÓN","19,00 %","$ 28.119,00","2023-03-24"]
[105919,"manija chapa puerta int. madera","UN","MISCELANEA",null,"0,00 %","0,00"]
[104604,"MANIJA CILINDRICA DE ALUMINIO 22,4cms","UN","VIDRIOS Y ESPEJOS","860061089 - IDRD - PROYECCIÓN","19,00 %","$ 5.397,00","2023-03-28"]
[104849,"MANIJA EXTERIOR CON CILINDRO","UN","VIDRIOS Y ESPEJOS",null,"0,00 %","0,00"]
[2099,"MANIJA L/M.KRISTHAL Mezc4\"GRICOL","UN","GRIFERIA",null,"0,00 %","0,00"]
[2098,"MANIJA L/M.URANO Mezc.4\"GRICOL","UN","GRIFERIA",null,"0,00 %","0,00"]
[103711,"MANIJA O AGARRADERA JUEGO INF.TUB.GALV 3/4\"L=0.86M","UN","MOBILIARIO URBANO Y SEÑALIZAC.",null,"0,00 %","0,00"]
[106875,"Manijas o Agarraderas","UN","PUERTAS Y VENTANAS ALUM Y LAM",null,"0,00 %","0,00"]
[103790,"MANIJAS O AGARRADERAS BALANCIN","UN","MOBILIARIO URBANO Y SEÑALIZAC.","860061089 - IDRD - PROYECCIÓN","19,00 %","$ 48.676,00","2023-03-28"]
[2518,"MANILA 5/8\" (POLIPROPILENO)","ML","FERRETERIA","8956232 - IDRD - MEDIA ARMONICA COTIZACIONES","19,00 %","$ 3.666,00","2022-05-02"]
[106501,"MANILA LONA ¼","ML","FERRETERIA",null,"0,00 %","0,00"]
[2506,"MANILA NYLON 1/2\" (POLIPROPILENO-ROLLO DE 200M)","ML","FERRETERIA","8956232 - IDRD - MEDIA ARMONICA COTIZACIONES","19,00 %","$ 1.765,00","2023-03-13"]
[103543,"MANILA POLIPROPILENO DE 1\"","ML","FERRETERIA",null,"0,00 %","0,00"]
[103017,"MANILA POLIPROPILENO DE 1/2\" (rollo 200m)","ML","FERRETERIA","8956232 - IDRD - MEDIA ARMONICA COTIZACIONES","19,00 %","$ 1.704,00","2023-03-16"]
[108709,"Mano de obra inspector mecánico","DD","SISTEMAS VENTILACION",null,"0,00 %","0,00"]
[12948,"MANOMETRO  VERTICAL  GLICERINA 2 1/2\" DE 0 A 150 PSI","UN","PISCINAS","860061089 - IDRD - PROYECCIÓN","19,00 %","$ 52.281,00","2022-01-31"]
[12946,"MANOMETRO  VERTICAL  GLICERINA 2 1/2\" DE 0 A 300 PSI","UN","PISCINAS","860061089 - IDRD - PROYECCIÓN","19,00 %","$ 52.281,00","2022-01-31"]
[12947,"MANOMETRO  VERTICAL GLICERINA 2 1/2\" DE 0 A 100 PSI","UN","PISCINAS","860061089 - IDRD - PROYECCIÓN","19,00 %","$ 52.281,00","2022-01-31"]
[12949,"MANOMETRO  VERTICAL GLICERINA 2 1/2\" DE 0 A 200 PSI","UN","PISCINAS","860061089 - IDRD - PROYECCIÓN","19,00 %","$ 52.281,00","2022-01-31"]
[104263,"MANOMETRO 0-100psi GLICERINA VERT. CARAT4\"","UN","MISCELANEA","77777777777 - CONTRATO CONSULTORIA CEFE COMETAS","19,00 %","$ 184.450,00","2019-07-04"]
[13038,"Manómetro con caratula de 4”de 0-150 psi","UN","EQUIPOS PRESION Y BOMBAS","860061089 - IDRD - PROYECCIÓN","19,00 %","$ 105.147,00","2022-01-27"]
[13039,"Manómetro Dial 2” presión 0-160 PSI en glicerina","UN","EQUIPOS PRESION Y BOMBAS","860061089 - IDRD - PROYECCIÓN","19,00 %","$ 62.970,00","2022-01-27"]
[104157,"MANOMETRO GAS 1-10PSI - CARATULA 2 1/2\"","UN","INST. DE GAS",null,"0,00 %","0,00"]
[106336,"MANOMETRO GLICERINA (0-200PSI) ACERO- (21/2\")Vert","UN","MISCELANEA",null,"0,00 %","0,00"]
[106184,"MANÓMETRO GLICERINA DIAL4”ACERO-CONEX-VERT.(0-200","UN","MISCELANEA",null,"0,00 %","0,00"]
[101634,"Manometro marca winters, ver descripcion tecnica","UN","EQUIPOS ESPECIALES","8956232 - IDRD - MEDIA ARMONICA COTIZACIONES","19,00 %","$ 179.572,00","2019-09-30"]
[102326,"MANOMETRO REGISTRO PRESIÓN TANQUE AGUA - CEFE COMETA","UN","EQUIPOS PRESION Y BOMBAS","77777777777 - CONTRATO CONSULTORIA CEFE COMETAS","19,00 %","$ 103.448,00","2019-07-15"]
[12950,"MANOMETRO VERTICAL GLICERINA 2 1/2\" DE 0 A 60 PSI","UN","PISCINAS","860061089 - IDRD - PROYECCIÓN","19,00 %","$ 52.281,00","2022-01-31"]
[106278,"ManometroGlicerinDial 4\"acero-conex-vert.(0-200psi","UN","ACCESORIOS HIDROSANITARIOS",null,"0,00 %","0,00"]
[105360,"Mant.  preventivo aire acondicionado Mini split","UN","EQUIPOS ESPECIALES",null,"0,00 %","0,00"]
[105361,"Mant. preventivo aire acondicionado piso techo","UN","EQUIPOS ESPECIALES",null,"0,00 %","0,00"]
[105362,"Mant. preventivo aire acondicionado tipo casset","UN","EQUIPOS ESPECIALES",null,"0,00 %","0,00"]
[105363,"Mant. preventivo condensadores Multi V,","UN","EQUIPOS ESPECIALES",null,"0,00 %","0,00"]
[101164,"Mant. puert. vidrio port. IDRD","UN","Enchapes",null,"0,00 %","0,00"]
[106001,"MANTA TERMICA FLOTANTE PARA PISCINAS 25 Largo X 1","UN","MISCELANEA",null,"0,00 %","0,00"]
[105291,"Mante. Preven. y correct. UPS bifasica de 10 KVA","UN","EQUIPOS ESPECIALES",null,"0,00 %","0,00"]
[105292,"Mante. Preven. y correct. UPS monofasica de 3 KVA","UN","EQUIPOS ESPECIALES",null,"0,00 %","0,00"]
[105289,"Mante. Preven. y correct. UPS trifasica de 160 KVA","UN","EQUIPOS ESPECIALES",null,"0,00 %","0,00"]
[105290,"Mante. Preven. y correct. UPS trifasica de 40 KVA","UN","EQUIPOS ESPECIALES",null,"0,00 %","0,00"]
[10634,"Mantenimiento (Deshierbe, poda hojas-flores marchitas, fertilizacion, control plagas, resiembra,etc)","M2","GRAMAS SINTETICAS","666666666252 - IDRD - MEDIA GEOMETRICA COTIZACIONES","19,00 %","$ 10.785,01","2022-03-14"]
[105228,"Mantenimiento 2 estructuras hidráulicas baloncesto","UN","MOBILIARIO URBANO Y SEÑALIZAC.",null,"0,00 %","0,00"]
[13053,"MANTENIMIENTO ASCENSOR A1 PRENSA DEL ESTADIO NEMESIO CAMACHO EL CAMPIN PARA OBTENER CERTIFICACION ","UN","ASCENSORES Y ESCALADORES","860061089 - IDRD - PROYECCIÓN","19,00 %","$ 11.620.036,01","2022-01-28"]
[13054,"MANTENIMIENTO ASCENSOR A2 VIP 1 DEL ESTADIO NEMESIO CAMACHO EL CAMPIN PARA OBTENER CERTIFICACION","UN","ASCENSORES Y ESCALADORES","860061089 - IDRD - PROYECCIÓN","19,00 %","$ 4.565.141,00","2022-01-28"]
[13055,"MANTENIMIENTO ASCENSOR A3 VIP 2 DEL ESTADIO NEMESIO CAMACHO EL CAMPIN PARA OBTENER CERTIFICACION","UN","ASCENSORES Y ESCALADORES","860061089 - IDRD - PROYECCIÓN","19,00 %","$ 4.718.481,00","2022-01-28"]
[13056,"MANTENIMIENTO ASCENSOR A4 PRENSA 2 DEL ESTADIO NEMESIO CAMACHO EL CAMPIN PARA OBTENER CERTIFICACION","UN","ASCENSORES Y ESCALADORES","860061089 - IDRD - PROYECCIÓN","19,00 %","$ 12.766.472,00","2022-01-28"]
[106395,"MANTENIMIENTO CALENTADOR A GAS BOSH THERM 8000S.","UN","INST. DE GAS",null,"0,00 %","0,00"]
[105660,"MANTENIMIENTO PREVENTIVO UPS 160 K (Emerson)","UN","EQUIPOS ESPECIALES",null,"0,00 %","0,00"]
[105229,"MANTENIMIENTO SILLETERIA AUDITORI, INCLUYE DES.","UN","MOBILIARIO URBANO Y SEÑALIZAC.",null,"0,00 %","0,00"]
[105204,"Mantenimiento silleteria auditorio, incluye desmo.","UN","MOBILIARIO URBANO Y SEÑALIZAC.",null,"0,00 %","0,00"]
[105359,"Mantent. de subestación B3 con transfor. 20 KVA","UN","INST. ELECTRICAS",null,"0,00 %","0,00"]
[105357,"Mantent. de subestación B4 con transfor. 30 KVA","UN","INST. ELECTRICAS",null,"0,00 %","0,00"]
[105358,"Mantent. de subestación B4 con transfor. 50 KVA","UN","INST. ELECTRICAS",null,"0,00 %","0,00"]
[105356,"Mantent. de subestación B5 con transfor. 20 KVA","UN","INST. ELECTRICAS",null,"0,00 %","0,00"]
[102723,"MANTO CON FOIL DE ALUMINIO X 10M2,E=3mm","RLL","IMPERMEABIL.,ADITIVOS,QUIMICOS","860061089 - IDRD - PROYECCIÓN","19,00 %","$ 241.327,00","2023-03-27"]
[102803,"MANTO CONTROL EROSIÓN","M2","IMPERMEABIL.,ADITIVOS,QUIMICOS",null,"0,00 %","0,00"]
[725,"MANTO LIDER EDIL 3 mm (O SIMILARES)","M2","IMPERMEABILIZANTES","8956232 - IDRD - MEDIA ARMONICA COTIZACIONES","19,00 %","$ 15.011,01","2019-03-29"]
[9482,"MANTO METAL FL 100","M2","IMPERMEABIL.,ADITIVOS,QUIMICOS",null,"0,00 %","0,00"]
[1059,"MANTO MORTEPLAS AL-80 3.5 mm.","M2","IMPERMEABILIZANTES",null,"0,00 %","0,00"]
[890,"MANTO MORTEPLAST N-3 3mm.","M2","IMPERMEABILIZANTES",null,"0,00 %","0,00"]
[716,"MANTO MORTEPLAST N-4","M2","IMPERMEABILIZANTES",null,"0,00 %","0,00"]
[1046,"MANTO MORTERPLAS AL 300   3 mm.","M2","IMPERMEABILIZANTES",null,"0,00 %","0,00"]
[682,"MANTO MORTER-PLAS AL-80   TEXSA","M2","IMPERMEABILIZANTES",null,"0,00 %","0,00"]
[683,"MANTO MORTER-PLAS N3     TEXSA","M2","IMPERMEABIL.,ADITIVOS,QUIMICOS",null,"0,00 %","0,00"]
[684,"MANTO MORTER-PLAS N4     TEXSA","M2","IMPERMEABIL.,ADITIVOS,QUIMICOS",null,"0,00 %","0,00"]
[12659,"Manto permanente TRM Excell 510 ","M2","GEOSINTETICOS","666665454444 - IDRD - MENOR PRECIO DE COTIZACIONES","19,00 %","$ 16.263,34","2020-08-11"]
[1081,"MANTO POLIESTER 2.8 mm.","M2","IMPERMEABILIZANTES",null,"0,00 %","0,00"]
[1119,"MANTO POLIESTER 4 mm.","M2","IMPERMEABILIZANTES",null,"0,00 %","0,00"]
[9481,"MANTO PROTEKTOR 2.5 mm","M2","IMPERMEABIL.,ADITIVOS,QUIMICOS",null,"0,00 %","0,00"]
[105591,"MANTO REVEGETACION - Ecomatrix Verde o similar","M2","GEOSINTETICOS","8956232 - IDRD - MEDIA ARMONICA COTIZACIONES","19,00 %","$ 5.038,00","2022-06-09"]
[106030,"MANTO TEXAPLAS - 3.2 mm Foil Aluminio","M2","IMPERMEABILIZANTES",null,"0,00 %","0,00"]
[105744,"Mapa Vinilo Adhesivo con Acetato (2.10x1.50m)S/Des","UN","AVISOS Y VALLAS",null,"0,00 %","0,00"]
[102482,"Máquina de Costura Fibra en lona","DD","EQUIPO ALQUILER Y MAQUINARIA",null,"0,00 %","0,00"]
[3649,"MAQUINA LAVAPLATOS.MARCA INOX","UN","EQUIPOS PARA COCINA",null,"0,00 %","0,00"]
[102771,"MAQUINA PARA CORTA BALDOSA 3 EN 1 600 MM","UN","HERRAMIENTA","860061089 - IDRD - PROYECCIÓN","19,00 %","$ 299.676,00","2022-01-31"]
[107779,"MAQUINA PELADORA DE TUBÉRCULOS","UN","EQUIPOS PARA COCINA",null,"0,00 %","0,00"]
[106803,"MAQUINA SENTADILLA COMBINADA","UN","MOBILIARIO PARQUES","860061089 - IDRD - PROYECCIÓN","19,00 %","$ 11.871.688,00","2022-01-24"]
[105297,"Marcacion de camaras en patch panel, estadio el ca","UN","EQUIPOS ESPECIALES",null,"0,00 %","0,00"]
[103937,"Marcación de puntos logicos","UN","MISCELANEA",null,"0,00 %","0,00"]
[9430,"MARCO DE PUERTA  Cal 18 - PERFIL(Tipo Aluminio)","ML","ACEROS,HIERROS/MALLAS,CERCHAS","860061089 - IDRD - PROYECCIÓN","19,00 %","$ 11.617,01","2023-03-29"]
[9431,"MARCO DE PUERTA  Cal 19 - PERFIL","ML","ACEROS,HIERROS/MALLAS,CERCHAS",null,"0,00 %","0,00"]
[9432,"MARCO DE VENTANA  Cal 18 - PERFIL","ML","ACEROS,HIERROS/MALLAS,CERCHAS",null,"0,00 %","0,00"]
[9433,"MARCO DE VENTANA  Cal 19 - PERFIL","ML","ACEROS,HIERROS/MALLAS,CERCHAS",null,"0,00 %","0,00"]
[3343,"MARCO DECORATIVO DOBLE 4X4  KORA L/NEX","UN","APARATOS ELECTRICOS",null,"0,00 %","0,00"]
[3344,"MARCO DECORATIVO DOBLE 4X4  KORA L/NEX","UN","APARATOS ELECTRICOS",null,"0,00 %","0,00"]
[3342,"MARCO DECORATIVO SENC 2X4  KORA L/NEX","UN","APARATOS ELECTRICOS",null,"0,00 %","0,00"]
[3341,"MARCO DECORATIVO SENC 2X4 KORA  L/NEX","UN","APARATOS ELECTRICOS",null,"0,00 %","0,00"]
[3340,"MARCO DECORATIVO SENC 2X4 KORA L/NEX","UN","APARATOS ELECTRICOS",null,"0,00 %","0,00"]
[105917,"Marco en pino puerta de 80cmx220cm;A=10cm;E=3cm","UN","MADERAS",null,"0,00 %","0,00"]
[102097,"Marco multiple + tablero antibandalico","JGO","OTROS PREFABRICADOS","8956232 - IDRD - MEDIA ARMONICA COTIZACIONES","19,00 %","$ 6.128.794,00","2022-06-06"]
[100407,"Marco multiple + tablero antibandalico **","JGO","OTROS PREFABRICADOS",null,"0,00 %","0,00"]
[3486,"MARCO PARA PUERTA Y VENTANA  PVC","ML","VENTANERIA",null,"0,00 %","0,00"]
[102991,"MARCO PARA SEGUETA  FIJO METALICO DE 12\"","UN","FERRETERIA Y HERRAMIENTAS","860061089 - IDRD - PROYECCIÓN","19,00 %","$ 22.075,00","2022-01-29"]
[505,"MARCO PARA SEGUETA 12\" VERA","UN","HERRAMIENTA",null,"0,00 %","0,00"]
[1297,"MARCO PARA SEGUETA VERA","UN","HERRAMIENTA",null,"0,00 %","0,00"]
[1123,"MARCO REJILLA  EN CONCRETO PREF.  45x83x14","UN","TUBERIA SUBT,REJILLAS,SUMIDER.","860061089 - IDRD - PROYECCIÓN","19,00 %","$ 75.416,00","2023-03-28"]
[100636,"Marco Rejilla sumidero lateral EAAB 14*100*L=65 **","UN","REJILLAS",null,"0,00 %","0,00"]
[100212,"Marco ventana cal 18 acero inoxidable  **","ML","ACEROS,HIERROS/MALLAS,CERCHAS",null,"0,00 %","0,00"]
[102249,"MARCO Y CONTRAM.FUND.CONC. CAJA  INSPECCION(1X1M)","UN","TUBERIA SUBT,REJILLAS,SUMIDER.","860061089 - IDRD - PROYECCIÓN","19,00 %","$ 165.262,00","2022-06-07"]
[101778,"MARCO Y TAPA CAJA INSPECCION CS274 incl concreto+r","UN","INST. ELECTRICAS","860061089 - IDRD - PROYECCIÓN","19,00 %","$ 246.552,01","2023-03-29"]
[101779,"MARCO Y TAPA CAJA INSPECCION CS275 **","UN","CAJAS, ARMARIOS, TABLEROS","860061089 - IDRD - PROYECCIÓN","19,00 %","$ 461.614,01","2023-03-29"]
[101867,"Marco y tapa para camara cs 274","UN","MISCELANEA","8956232 - IDRD - MEDIA ARMONICA COTIZACIONES","19,00 %","$ 185.499,00","2019-04-16"]
[104319,"Marco y tapa para camara CS 280","UN","INST. ELECTRICAS",null,"0,00 %","0,00"]
[100414,"Marco y tapa para camara CS276 **","UN","TUBERIA SUBT,REJILLAS,SUMIDER.","555555555555 - IDRD - MEDIANA DE COTIZACIONES","19,00 %","$ 896.553,00","2023-03-29"]
[105104,"Marco+Tapa(Äng+Plat+acero+Conc.3.000)Caja 30x30cm","UN","REJILLAS","860061089 - IDRD - PROYECCIÓN","19,00 %","$ 84.408,00","2023-03-28"]
[104871,"Marco+Tapa(Äng+Plat+acero+Conc.3.000)Caja 50x50cm","UN","TUBERIA HIDROSANITARIA","860061089 - IDRD - PROYECCIÓN","19,00 %","$ 127.953,00","2023-03-28"]
[104518,"Marco+Tapa(Äng+Plat+acero+Conc.3.000)Caja 60x60cm","UN","INST. HIDRAUL/SANIT. Y LAMINAS","860061089 - IDRD - PROYECCIÓN","19,00 %","$ 202.750,00","2023-03-17"]
[104519,"Marco+Tapa(Äng+Plat+acero+Conc.3.000)Caja 70x70cm","UN","INST. HIDRAUL/SANIT. Y LAMINAS","860061089 - IDRD - PROYECCIÓN","19,00 %","$ 210.830,00","2023-03-21"]
[104521,"Marco+Tapa(Äng+Plat+acero+Conc.3.000)Caja 80x80cm","UN","INST. HIDRAUL/SANIT. Y LAMINAS","860061089 - IDRD - PROYECCIÓN","19,00 %","$ 167.341,54","2021-03-18"]
[104520,"Marco+Tapa(Äng+Plat+acero+Conc.3.000)Caja 90x90cm","UN","INST. HIDRAUL/SANIT. Y LAMINAS",null,"0,00 %","0,00"]
[104522,"Marco+Tapa(Äng+Plat+acero+Conc3.000)Caja 100x100cm","UN","INST. HIDRAUL/SANIT. Y LAMINAS","860061089 - IDRD - PROYECCIÓN","19,00 %","$ 214.606,80","2021-03-18"]
[105083,"Marco+Tapa(Äng+Plat+acero+Conc3.000)Caja 120x120cm","UN","INST. HIDRAUL/SANIT. Y LAMINAS","860061089 - IDRD - PROYECCIÓN","19,00 %","$ 355.965,16","2021-03-18"]
[104935,"Marco+Tapa(Ang+Plat+acero+Conc3.000)caja40x40cm","UN","ACCESORIOS HIDROSANITARIOS","860061089 - IDRD - PROYECCIÓN","19,00 %","$ 120.853,00","2023-03-21"]
[100529,"Marcos Mini-Futbol (SUM)+Malla **","JGO","MOBILIARIO URBANO Y SEÑALIZAC.","8956232 - IDRD - MEDIA ARMONICA COTIZACIONES","19,00 %","$ 2.761.145,00","2023-03-22"]
[12809,"Marcos para serigrafía 100X70 SEDA 120","UN","MOBILIARIO URBANO Y SEÑALIZAC.","860061089 - IDRD - PROYECCIÓN","19,00 %","$ 138.007,00","2022-01-30"]
[12811,"Marcos para serigrafía 50X35 SEDA 120","UN","MOBILIARIO URBANO Y SEÑALIZAC.","860061089 - IDRD - PROYECCIÓN","19,00 %","$ 51.643,00","2022-01-30"]
[12810,"Marcos para serigrafía 70X50 SEDA 120","UN","MOBILIARIO URBANO Y SEÑALIZAC.","860061089 - IDRD - PROYECCIÓN","19,00 %","$ 89.645,00","2022-01-30"]
[3658,"MARMITA A GAS","UN","EQUIPOS PARA COCINA",null,"0,00 %","0,00"]
[3651,"MARMITA A GAS.MARCA INOX","UN","EQUIPOS PARA COCINA",null,"0,00 %","0,00"]
[2729,"MARMOL  RETAL NEGRO CARACOL","M2","ENCHAPES,PISOS,ALFOMBRAS,PAPEL",null,"0,00 %","0,00"]
[3173,"MARMOL BOTTICINO CLASICO (305x305x20)","M2","Enchapes y Pisos",null,"0,00 %","0,00"]
[3171,"MARMOL BOTTICINO CLASICO CUADREADO","M2","Enchapes y Pisos",null,"0,00 %","0,00"]
[3172,"MARMOL BOTTICINO CREMO PLACAS","M2","Enchapes y Pisos",null,"0,00 %","0,00"]
[3170,"MARMOL BOTTICINO FLORITO (305x305x10)","M2","Enchapes y Pisos",null,"0,00 %","0,00"]
[3151,"MARMOL CAFE PINTA (305x305x10)","M2","Enchapes y Pisos",null,"0,00 %","0,00"]
[3152,"MARMOL CAFE PINTA (ZOCALO 305x73x10)","UN","Enchapes y Pisos",null,"0,00 %","0,00"]
[3153,"MARMOL CAFE PINTA PLACAS","M2","ENCHAPES,PISOS,ALFOMBRAS,PAPEL",null,"0,00 %","0,00"]
[3175,"MARMOL CREMA MARFIL BEIGE (153x305x20)","M2","ENCHAPES,PISOS,ALFOMBRAS,PAPEL",null,"0,00 %","0,00"]
[3174,"MARMOL CREMA MARFIL BEIGE (305x305x10)","M2","ENCHAPES,PISOS,ALFOMBRAS,PAPEL",null,"0,00 %","0,00"]
[3177,"MARMOL CREMA MARFIL BEIGE (305x610x20)","M2","ENCHAPES,PISOS,ALFOMBRAS,PAPEL",null,"0,00 %","0,00"]
[3176,"MARMOL CREMA MARFIL BEIGE PLACAS","M2","ENCHAPES,PISOS,ALFOMBRAS,PAPEL",null,"0,00 %","0,00"]
[3167,"MARMOL CREMO TOSCANO (305x305x10)","M2","ENCHAPES,PISOS,ALFOMBRAS,PAPEL",null,"0,00 %","0,00"]
[2888,"MARMOL GRIS PAYANDE   30.5 x 30.5 x 1","M2","ENCHAPES,PISOS,ALFOMBRAS,PAPEL",null,"0,00 %","0,00"]
[3156,"MARMOL GRIS PERLA PLACAS","M2","ENCHAPES,PISOS,ALFOMBRAS,PAPEL",null,"0,00 %","0,00"]
[3154,"MARMOL GRIS RIO CLARO (305x305x10)","M2","ENCHAPES,PISOS,ALFOMBRAS,PAPEL",null,"0,00 %","0,00"]
[3155,"MARMOL GRIS RIO CLARO (ZOCALO 305x73x10)","UN","ENCHAPES,PISOS,ALFOMBRAS,PAPEL",null,"0,00 %","0,00"]
[3178,"MARMOL MULATA CAMPIÑA (305x305x10)","M2","ENCHAPES,PISOS,ALFOMBRAS,PAPEL",null,"0,00 %","0,00"]
[3179,"MARMOL MULATA CAMPIÑA PLACAS","M2","ENCHAPES,PISOS,ALFOMBRAS,PAPEL",null,"0,00 %","0,00"]
[103620,"MARMOL NAL. ADOQUIN NEGRO SAN GIL 12X6X3 **","M2","Enchapes y Pisos",null,"0,00 %","0,00"]
[2892,"MARMOL NEGRO CARACOL  30.5 x 15.3 x 1","M2","ENCHAPES,PISOS,ALFOMBRAS,PAPEL",null,"0,00 %","0,00"]
[3157,"MARMOL NEGRO CARACOL (305x305x10)","M2","ENCHAPES,PISOS,ALFOMBRAS,PAPEL",null,"0,00 %","0,00"]
[3158,"MARMOL NEGRO CARACOL (ZOCALO 305x73x10)","UN","ENCHAPES,PISOS,ALFOMBRAS,PAPEL",null,"0,00 %","0,00"]
[3159,"MARMOL NEGRO CARACOL PLACAS","M2","ENCHAPES,PISOS,ALFOMBRAS,PAPEL",null,"0,00 %","0,00"]
[313,"MARMOL NEGRO SANGIL CUADREADO ALFA","M2","Enchapes y Pisos",null,"0,00 %","0,00"]
[3106,"MARMOL PIEDRA MUÑECA CUADREADO  e=2cm","M2","ENCHAPES,PISOS,ALFOMBRAS,PAPEL",null,"0,00 %","0,00"]
[2727,"MARMOL RETAL BLANCO Huila.","M2","ENCHAPES,PISOS,ALFOMBRAS,PAPEL",null,"0,00 %","0,00"]
[2728,"MARMOL RETAL GRIS PAYANDE","M2","ENCHAPES,PISOS,ALFOMBRAS,PAPEL",null,"0,00 %","0,00"]
[2732,"MARMOL RETAL IMPORTADOS","M2","ENCHAPES,PISOS,ALFOMBRAS,PAPEL",null,"0,00 %","0,00"]
[2941,"MARMOL RETAL PIEDRA CORALINA","M2","ENCHAPES,PISOS,ALFOMBRAS,PAPEL",null,"0,00 %","0,00"]
[2731,"MARMOL RETAL ROSADO HUILA","M2","ENCHAPES,PISOS,ALFOMBRAS,PAPEL",null,"0,00 %","0,00"]
[320,"MARMOL RETAL TRAVERTINO VILLA DE LEYVA","M2","ENCHAPES,PISOS,ALFOMBRAS,PAPEL",null,"0,00 %","0,00"]
[103690,"MARMOL ROYAL DORADO espesor 10mm, incl. flete **","M2","MISCELANEA",null,"0,00 %","0,00"]
[103623,"MARMOL ROYAL VERDE espesor 20mm, incl. flete **","M2","MISCELANEA",null,"0,00 %","0,00"]
[104102,"MARMOL ROYAL VERDE JP-30X1","M2","ENCHAPES,PISOS,ALFOMBRAS,PAPEL",null,"0,00 %","0,00"]
[351,"MARMOL Trav.VLLaLEIVA 30.5X15.3X1","M2","ENCHAPES,PISOS,ALFOMBRAS,PAPEL",null,"0,00 %","0,00"]
[3163,"MARMOL TRAVERT.VILLA DE LEYVA (305x305x10)","M2","ENCHAPES,PISOS,ALFOMBRAS,PAPEL",null,"0,00 %","0,00"]
[3164,"MARMOL TRAVERT.VILLA DE LEYVA (ZOCALO 305x73x10)","UN","ENCHAPES,PISOS,ALFOMBRAS,PAPEL",null,"0,00 %","0,00"]
[3165,"MARMOL TRAVERT.VILLA DE LEYVA PLACAS","M2","ENCHAPES,PISOS,ALFOMBRAS,PAPEL",null,"0,00 %","0,00"]
[3166,"MARMOL TV.ROMANO  BEIGE (305x305x10)","M2","ENCHAPES,PISOS,ALFOMBRAS,PAPEL",null,"0,00 %","0,00"]
[3160,"MARMOL VERDE SALTAN (305x305x10)","M2","ENCHAPES,PISOS,ALFOMBRAS,PAPEL",null,"0,00 %","0,00"]
[1053,"MARMOLINA","KG","PINTURAS","860061089 - IDRD - PROYECCIÓN","19,00 %","$ 1.979,01","2023-03-24"]
[104147,"MARMOLINA (40Kg)","BTO","GRANITOS Y MARMOLINAS","860061089 - IDRD - PROYECCIÓN","19,00 %","$ 18.050,00","2023-03-24"]
[3945,"MARMOLINA BLANCA HUILA  (40Kg)","BTO","PINTURAS","66665555555 - IDRD - MEDIA ARITMETICA DE COTIZACIONES","19,00 %","$ 23.491,00","2022-04-26"]
[105058,"MARMOLINA NEGRA (SACO DE 40 KG)","BTO","Bases",null,"0,00 %","0,00"]
[2563,"MARMOLPLAST   CLARO","M2","PINTURAS",null,"0,00 %","0,00"]
[102401,"MARMOLPLAST   CLARO  INSTALADO","M2","PINTURAS",null,"0,00 %","0,00"]
[102393,"MARMOLPLAST   OSCURO","M2","PINTURAS",null,"0,00 %","0,00"]
[102402,"MARMOLPLAST   OSCURO  INSTALADO","M2","PINTURAS",null,"0,00 %","0,00"]
[105963,"MarmolSinuAguamarinaFachada (12mm)Nat:30cmJ.P.","M2","GRANITOS Y MARMOLINAS",null,"0,00 %","0,00"]
[12773,"MARQUILLA / MARCADOR EN ACRILICO -12X5CM - BAJO RELIEVE ","UN","INST. ELECTRICAS",null,"0,00 %","0,00"]
[12772,"MARQUILLA / MARCADOR PLÁSTICO AMARILLO DE AMARRE ","UN","INST. ELECTRICAS",null,"0,00 %","0,00"]
[12568,"Marquilla Adhesiva para UTP- Panduit","UN","CABLEADO ESTRUCTURADO","895412 - MEM LTDA","19,00 %","$ 283,01","2019-12-17"]
[101343,"Marquilla de Identificación (RPS) Elect (4X2CM)","UN","PREFABRICADOS METALICOS","860061089 - IDRD - PROYECCIÓN","19,00 %","$ 3.504,00","2023-03-29"]
[103231,"Marquilla de papel Dexon, Números**","UN","PREFABRICADOS METALICOS",null,"0,00 %","0,00"]
[102519,"MARQUILLA EN ACRILICO No. 22","UN","MISCELANEA",null,"0,00 %","0,00"]
[104714,"MARQUILLA STIKER EN VINILO COLOR A=1CM;L=3 a 4 CM","UN","APARATOS ELECTRICOS","860061089 - IDRD - PROYECCIÓN","19,00 %","$ 119,00","2023-03-28"]
[12998,"Marquilladora","UN","VARIOS","860061089 - IDRD - PROYECCIÓN","19,00 %","$ 164.877,00","2022-01-27"]
[104259,"MARQUILLAS (Usar cio-101343)","UN","MISCELANEA",null,"0,00 %","0,00"]
[509,"MARTILLO BOLA 2 Lbs. o 32 onz  STANLEY O SIMILAR","UN","HERRAMIENTA",null,"0,00 %","0,00"]
[102985,"MARTILLO DE UÑA- 20 ONZAS  MANGO EN FIBRA O CAUCHO","UN","FERRETERIA Y HERRAMIENTAS","860061089 - IDRD - PROYECCIÓN","19,00 %","$ 27.356,01","2022-01-29"]
[106457,"Martillo para Banca de Abdominales (Sum)","UN","MOBILIARIO PARQUES",null,"0,00 %","0,00"]
[3252,"MARTILLO ROMPEDOR","DD","EQUIPOS DE AIRE",null,"0,00 %","0,00"]
[3251,"MARTILLO ROTATORIO SDS MAX COMBINADO (D25404 SDS PLUS 4.8 1/8PULG-GR:4.9KG","DD","EQUIPOS DE AIRE","8956232 - IDRD - MEDIA ARMONICA COTIZACIONES","19,00 %","$ 39.612,01","2020-01-21"]
[510,"MARTILLO UDA 23mm.  ZUBIOLA","UN","HERRAMIENTA",null,"0,00 %","0,00"]
[12803,"Máscara  con Filtro","UN","PINTURAS","860061089 - IDRD - PROYECCIÓN","19,00 %","$ 17.849,00","2022-01-31"]
[2389,"MASCARILLA DESCHABLE","UN","EQUIPO DE SEGURIDAD INDUSTRIAL",null,"0,00 %","0,00"]
[106478,"MASCARILLA RESPIRADOR FILTRO DOBLE","UN","ELEMENTOS DE SEGURIDAD",null,"0,00 %","0,00"]
[2188,"MASIL CARBURANTE      25 KILOS","KG","IMPERMEABIL.,ADITIVOS,QUIMICOS",null,"0,00 %","0,00"]
[2189,"MASIL NEGRO            4 KILOS","KG","ADITIVOS Y QUIMICOS",null,"0,00 %","0,00"]
[1055,"MASILLA BLANCA PHILAAC 5201","GLN","PINTURAS",null,"0,00 %","0,00"]
[103361,"Masilla de Poliuretano","UN","IMPERMEABIL.,ADITIVOS,QUIMICOS",null,"0,00 %","0,00"]
[102879,"MASILLA ETERGLASS LLENADO Y ACAB. CANECAX5GAL.","UN","DRYWALL","860061089 - IDRD - PROYECCIÓN","19,00 %","$ 146.620,00","2023-03-27"]
[3459,"MASILLA ETERMASTIC CUÑETE X5","UN","DRYWALL","860061089 - IDRD - PROYECCIÓN","19,00 %","$ 60.052,01","2023-03-29"]
[1056,"MASILLA GRIS  PINTUCO 119153","GLN","PINTURAS",null,"0,00 %","0,00"]
[12876,"Masilla moldeable fire barrier MPS2 STICK 3M Dimension: 2,54 x 2,54 x 28 cm ","UN","RED CONTRA INCENDIO","666665454444 - IDRD - MENOR PRECIO DE COTIZACIONES","19,00 %","$ 88.721,64","2020-10-06"]
[104005,"MASILLA POROSIL (5,3KG) 1GLN","GLN","MISCELANEA",null,"0,00 %","0,00"]
[103656,"MASILLA SUPERMASTIC DRYWALL(CUÑETE 2.5 GAL)","UN","DRYWALL",null,"0,00 %","0,00"]
[104956,"MASILLA SUPERMASTIC DRYWALL(CUÑETE 5 GAL)","CÑT","DRYWALL","860061089 - IDRD - PROYECCIÓN","19,00 %","$ 56.657,01","2023-03-28"]
[103266,"MASILLA SUPERMASTICK- DRY WALL Y FIBROCEMENTO","GLN","DRYWALL","860061089 - IDRD - PROYECCIÓN","19,00 %","$ 20.867,00","2023-03-27"]
[104152,"Masilla Supermastico 5 Gl","UN","DRYWALL",null,"0,00 %","0,00"]
[103065,"MASILLA TEXPLACA","KG","IMPERMEABIL.,ADITIVOS,QUIMICOS",null,"0,00 %","0,00"]
[103326,"MASILLAEPOXICA PÁRA METAL (50 GR)","UN","AGREGADOS CONCRETOS Y MORTEROS","555555555555 - IDRD - MEDIANA DE COTIZACIONES","19,00 %","$ 3.384,00","2019-03-29"]
[102627,"MASTERSEAL C 20Kg **","KG","ADITIVOS Y QUIMICOS",null,"0,00 %","0,00"]
[2128,"MASTICO LIQUIDO(1 GALON) PAVCO","UN","ENCHAPES,PISOS,ALFOMBRAS,PAPEL",null,"0,00 %","0,00"]
[2129,"MASTICO POLVO  (1 SACO)  PAVCO","UN","ENCHAPES,PISOS,ALFOMBRAS,PAPEL",null,"0,00 %","0,00"]
[105964,"MASTIK PARA RESANAR TABLETA DE MARMOL","KG","ACTIVIDADES ESPECIALES",null,"0,00 %","0,00"]
[10668,"MATERAS EN CONCRETO (1.21*0.47*0.60)","UN","FACHADAS","860061089 - IDRD - PROYECCIÓN","19,00 %","$ 178.479,00","2023-03-29"]
[108923,"Material antivibratorio neolite macizo de 5mm CDRC","UN","SISTEMAS VENTILACION",null,"0,00 %","0,00"]
[100780,"MdeO Ahoyado de  Arbol +Retiro sobrantes","UN","SUELDOS JORNALES Y CUADRILLAS","860.061.099.1 - IDRD","0,00 %","$ 56.366,00","2022-01-24"]
[100781,"MdeO LLenado Hoyo de  Arbol","UN","SUELDOS JORNALES Y CUADRILLAS","860.061.099.1 - IDRD","0,00 %","$ 12.883,00","2022-01-24"]
[100779,"MdeO Siembra de  Arbol","UN","SUELDOS JORNALES Y CUADRILLAS","860.061.099.1 - IDRD","0,00 %","$ 12.879,00","2022-01-24"]
[104848,"MECANISMO ANTIPÁNICO (ISEO)   PUERTA DOBLE","UN","VIDRIOS Y ESPEJOS",null,"0,00 %","0,00"]
[3191,"MEDALLON EN YESO MD3","UN","YESO",null,"0,00 %","0,00"]
[106417,"MEDIACAÑA PVC","ML","ENCHAPES,PISOS,ALFOMBRAS,PAPEL",null,"0,00 %","0,00"]
[106181,"Medición Sist. Puesta  Tierra y Resistividad (UDS)","UN","SUBESTACION",null,"0,00 %","0,00"]
[108745,"MEDIDOR CORAZA FLEXIBLE TRIFASICO 20-100A","UN","MEDIDORES","8956232 - IDRD - MEDIA ARMONICA COTIZACIONES","19,00 %","$ 216.088,01","2023-03-24"]
[1608,"MEDIDOR DE AGUA  ½\"  (Sum+Inst)","UN","TARIFAS Y SERVICIOS",null,"0,00 %","0,00"]
[1606,"MEDIDOR DE AGUA 1 ½\"  (Sum+Inst)","UN","TARIFAS Y SERVICIOS",null,"0,00 %","0,00"]
[1607,"MEDIDOR DE AGUA 1\" (Sum+Inst)","UN","TARIFAS Y SERVICIOS",null,"0,00 %","0,00"]
[1609,"MEDIDOR DE AGUA 2\" (Sum+Inst).","UN","TARIFAS Y SERVICIOS","860061089 - IDRD - PROYECCIÓN","19,00 %","$ 3.394.278,00","2023-03-28"]
[1610,"MEDIDOR DE AGUA 3\" Sum+Inst)","UN","TARIFAS Y SERVICIOS",null,"0,00 %","0,00"]
[100737,"Medidor de agua 3/4\" (Sum+Inst) **","UN","TARIFAS Y SERVICIOS",null,"0,00 %","0,00"]
[1612,"MEDIDOR DE AGUA 4\" (Sum+Inst)","UN","TARIFAS Y SERVICIOS",null,"0,00 %","0,00"]
[1613,"MEDIDOR DE AGUA 6\" (Sum+Inst)","UN","TARIFAS Y SERVICIOS",null,"0,00 %","0,00"]
[104569,"MEDIDOR DE ENERG.TRIFÁSICO(20-100AMP)CERTIF+CALIBR","UN","INST. ELECTRICAS",null,"0,00 %","0,00"]
[102287,"Medidor electrónico multifuncional","UN","CAJAS, ARMARIOS, TABLEROS",null,"0,00 %","0,00"]
[12776,"MEDIDOR ELECTRONICO TRIFASICO 120/208V","UN","MEDIDORES",null,"0,00 %","0,00"]
[100753,"MEDIDOR ELECTRONICO TRIFASICO10-100 AMPClase-1","UN","INST. ELECTRICAS","860061089 - IDRD - PROYECCIÓN","19,00 %","$ 260.731,00","2023-03-29"]
[105616,"MEDIDOR ELECTRONICO TRIFASICO10-100 AMPClase-2","UN","CAJAS, ARMARIOS, TABLEROS",null,"0,00 %","0,00"]
[106755,"MEDIDOR ELECTRONICO TRIFASICO3X220/380V-CLASE-1","UN","MEDIDORES",null,"0,00 %","0,00"]
[3760,"MEDIDOR GAS 2.5","UN","INST. DE GAS",null,"0,00 %","0,00"]
[3593,"MEDIDOR MONOFASICO BIFILAR (Sum+Inst)","UN","MEDIDORES",null,"0,00 %","0,00"]
[3594,"MEDIDOR MONOFASICO TRIFILAR","UN","MEDIDORES","860061089 - IDRD - PROYECCIÓN","19,00 %","$ 121.355,00","2023-03-29"]
[3595,"MEDIDOR MONOFASICO TRIFILAR 20(80A).","UN","MEDIDORES",null,"0,00 %","0,00"]
[104917,"MEDIDOR PARA AGUA (3/4\") APROB.EE.AA.BB","UN","INST. HIDRAUL/SANIT. Y LAMINAS","555555555555 - IDRD - MEDIANA DE COTIZACIONES","19,00 %","$ 283.425,00","2019-03-20"]
[102256,"MEDIDOR TOTALIZADOR DE 1\" CEFE COMETAS","UN","REGISTROS Y CHEQUES","77777777777 - CONTRATO CONSULTORIA CEFE COMETAS","19,00 %","$ 357.880,01","2019-07-15"]
[3596,"MEDIDOR TRIFASICO 40-160 AMP","UN","MEDIDORES",null,"0,00 %","0,00"]
[109130,"Medidor trifasicoEstaticoA1100 5-100Amp - LCD","UN","MEDIDORES",null,"0,00 %","0,00"]
[109128,"MedidorTrifasicoEstaticoA1100-5-100 AMPERIOS","UN","MEDIDORES",null,"0,00 %","0,00"]
[13037,"MEMBRANA BUTYL PARA TANQUE HIDRONEUMATICO DE 200 L","UN","EQUIPOS ESPECIALES","860061089 - IDRD - PROYECCIÓN","19,00 %","$ 603.957,00","2022-01-27"]
[101567,"MEMBRANA BUTYL PARA TANQUE HIDRONEUMATICO DE 500 L","UN","EQUIPOS ESPECIALES","860061089 - IDRD - PROYECCIÓN","19,00 %","$ 785.549,00","2022-01-27"]
[10626,"Membrana de drenaje (PEAD)","M2","CUBIERTAS","860061089 - IDRD - PROYECCIÓN","19,00 %","$ 34.840,00","2023-03-29"]
[105521,"MERCURIO","UN","ENSAYOS DE LABORATORIO",null,"0,00 %","0,00"]
[689,"MERULEX   I.F.S. Transparente 3 KILOS","KG","IMPERMEABILIZANTES",null,"0,00 %","0,00"]
[2479,"MERULEX I.F.A. Transparente . 3.5 KILOS","KG","IMPERMEABILIZANTES","8956232 - IDRD - MEDIA ARMONICA COTIZACIONES","19,00 %","$ 16.070,00","2019-03-29"]
[932,"MESA (abarco rio) 0.20 x 0.20 x 3.00 M.","UN","MADERAS",null,"0,00 %","0,00"]
[107916,"MESA 80 x 60","UN","MUEBLES ACCESORIOS",null,"0,00 %","0,00"]
[107912,"MESA APILABLE 70 x 50","UN","MUEBLES ACCESORIOS",null,"0,00 %","0,00"]
[107913,"MESA APILABLE 70 x 50 CDRC1 TUNAL","UN","MUEBLES ACCESORIOS",null,"0,00 %","0,00"]
[107925,"MESA BILLAR LIBRES","UN","MOBILIARIO URBANO Y SEÑALIZAC.",null,"0,00 %","0,00"]
[107926,"MESA BILLAR POOL","UN","MOBILIARIO URBANO Y SEÑALIZAC.",null,"0,00 %","0,00"]
[105399,"Mesa concreto. ajedrez ver Descripcion  tecnica","UN","MOBILIARIO URBANO Y SEÑALIZAC.",null,"0,00 %","0,00"]
[102500,"Mesa controladoralp ptz Controller 3d Sdk95","UN","EQUIPOS ESPECIALES",null,"0,00 %","0,00"]
[106660,"MESA DE AJEDREZ (Sumin +transp) Ver descri Técnica","UN","MOBILIARIO PARQUES",null,"0,00 %","0,00"]
[106113,"MESA DE AJEDREZ 4 PUESTOS NO APTA INTERPERIE REFO","UN","MOBILIARIO URBANO Y SEÑALIZAC.",null,"0,00 %","0,00"]
[105669,"Mesa de ajedrez con dos sillas en fibra de vidrio","UN","MOBILIARIO URBANO Y SEÑALIZAC.","860061089 - IDRD - PROYECCIÓN","19,00 %","$ 1.018.072,00","2022-01-30"]
[105677,"MESA DE AJEDREZ EN POLIESTER REFORZ","UN","MISCELANEA",null,"0,00 %","0,00"]
[107800,"MESA DE APOYO TIPO ESCABILADERO","UN","EQUIPOS PARA COCINA",null,"0,00 %","0,00"]
[107911,"MESA DE CENTRO 80 x 80","UN","MUEBLES ACCESORIOS",null,"0,00 %","0,00"]
[103320,"Mesa de centro en fórmica **","UN","MISCELANEA",null,"0,00 %","0,00"]
[105678,"MESA DE PING-PONG EN POLIESTER REFORZ","UN","MISCELANEA","900320797-9 - DICE INGENIERIA S.A.S","16,00 %","$ 3.945.800,00","2019-12-03"]
[2603,"MESA DE TRABAJO CONTRA PARED","UN","INSTALACIONES HOSPITALARIAS",null,"0,00 %","0,00"]
[108234,"MESA DE TRABAJO LAVADO TIPO SOBRE PARED","UN","EQUIPOS PARA COCINA",null,"0,00 %","0,00"]
[2593,"MESA DE TRABAJO TIPO CENTRAL","UN","INSTALACIONES HOSPITALARIAS",null,"0,00 %","0,00"]
[108233,"MESA DE TRABAJO TIPO SOBRE PARED","UN","EQUIPOS PARA COCINA",null,"0,00 %","0,00"]
[107775,"MESA DE TRABAJO TIPO SOBRE PARED POCETA","UN","EQUIPOS PARA COCINA",null,"0,00 %","0,00"]
[108772,"Mesa deTrabajo M-701(100x69x87cm","UN","CARPINTERIA METALICA",null,"0,00 %","0,00"]
[108773,"Mesa deTrabajo M-704(200x69x87cm)","UN","CARPINTERIA METALICA",null,"0,00 %","0,00"]
[108769,"Mesa deTrabajoEsquinDobleSalpicad M-702(69x69x87cm","UN","CARPINTERIA METALICA",null,"0,00 %","0,00"]
[105398,"Mesa en concreto ver Descripcion tecnica","UN","MOBILIARIO URBANO Y SEÑALIZAC.",null,"0,00 %","0,00"]
[107897,"MESA IRREGULAR 1,50 x 0,80 altura 0.50","UN","MUEBLES ACCESORIOS",null,"0,00 %","0,00"]
[107927,"MESA JUEGO DE FUTBOLÍN","UN","MOBILIARIO URBANO Y SEÑALIZAC.",null,"0,00 %","0,00"]
[107922,"MESA K-1 FIJA 60 x 60","UN","MUEBLES ACCESORIOS",null,"0,00 %","0,00"]
[107918,"MESA K-2 FIJA 80 x 80","UN","MUEBLES ACCESORIOS",null,"0,00 %","0,00"]
[2605,"MESA PARA AUTOPSIAS C/POCETA","UN","INSTALACIONES HOSPITALARIAS",null,"0,00 %","0,00"]
[3648,"MESA PARA COCINERO -DL","UN","EQUIPOS PARA COCINA",null,"0,00 %","0,00"]
[102673,"Mesa para sala de reun.1.8x0.90mTablex30mmForm.T8*","UN","MUEBLES Y CLOSETS",null,"0,00 %","0,00"]
[107924,"MESA PING PONG 25mm. CON MAYA Y SET","UN","MOBILIARIO URBANO Y SEÑALIZAC.",null,"0,00 %","0,00"]
[105668,"Mesa- ping pong en fibra de vidrio de 2.74m x1.74m","UN","MOBILIARIO URBANO Y SEÑALIZAC.","6555555555 - IDRD - MENOR VALOR   DE COTIZACIONES","19,00 %","$ 3.153.500,00","2019-03-20"]
[12688,"MESA PING PONG INSTITUCIONAL TRÀFICO PESADO","UN","MOBILIARIO PARQUES","8956232 - IDRD - MEDIA ARMONICA COTIZACIONES","19,00 %","$ 1.168.141,00","2020-09-18"]
[103749,"MESA PLÁSTICA","UN","MISCELANEA",null,"0,00 %","0,00"]
[106727,"MESA PLASTICA DEMARACADA TENIS DE MESA PING PONG","UN","MOBILIARIO PARQUES","860061089 - IDRD - PROYECCIÓN","19,00 %","$ 13.342.349,00","2023-03-30"]
[107914,"MESA PROFESOR OVALADA DE 110 x 80","UN","MUEBLES ACCESORIOS",null,"0,00 %","0,00"]
[12902,"Mesas de comedor urbano tipo picnic (sum+inst)","UN","MOBILIARIO PARQUES","860061089 - IDRD - PROYECCIÓN","19,00 %","$ 8.327.370,00","2023-03-30"]
[12774,"MESON ACERO INOXIDABLE 304 CAL 18 Largo 1 m Ancho 0.5 m x Alto 0.8 m","UN","EQUIPOS PARA COCINA","860061089 - IDRD - PROYECCIÓN","19,00 %","$ 1.068.874,01","2022-01-27"]
[105255,"MESON EN GRANITO NATURAL JASPE SERENO (e=20MM)","ML","Enchapes y Pisos","555555555555 - IDRD - MEDIANA DE COTIZACIONES","19,00 %","$ 391.722,00","2019-03-01"]
[103289,"MESON EN GRANITO NEGRO SAN GABRIEL 4.74m **","UN","MISCELANEA","632598721 - TECNODISEÑOS","16,00 %","$ 1.800.000,00","2019-12-03"]
[104598,"MESON GRANITO NEGR0 SAN GABRIEL a=0.60","ML","MISCELANEA",null,"0,00 %","0,00"]
[107372,"meson lavamanos 0.50 cocas Ø0.30x0.11 + salpicader","ML","MISCELANEA",null,"0,00 %","0,00"]
[107373,"meson lavamanos 0.60 cocas Ø0.37x0.17 + salpicader","ML","MISCELANEA",null,"0,00 %","0,00"]
[108039,"meson lavapinceles 0.50 cocas Ø0.30 + salpicadero","ML","MISCELANEA",null,"0,00 %","0,00"]
[107374,"meson lavapinceles tanque corrido + salpicadero +","ML","MISCELANEA",null,"0,00 %","0,00"]
[12759,"MESON LAVAPLATOS ACERO INOXIDABLE 304 CAL 18 1,50*0,60*0.80 M","UN","EQUIPOS PARA COCINA","6555555555 - IDRD - MENOR VALOR   DE COTIZACIONES","19,00 %","$ 1.312.510,50","2020-12-10"]
[3272,"METALDECK 2\"- CAL.22 (0.51 MM) 0.94*6.10 M ACESCO","M2","ACEROS,HIERROS/MALLAS,CERCHAS","860061089 - IDRD - PROYECCIÓN","19,00 %","$ 65.290,00","2022-01-28"]
[3943,"METALDECK 2\"- Calibre 20 (0.94X 6.10ml)","M2","ACEROS,HIERROS/MALLAS,CERCHAS","555555555555 - IDRD - MEDIANA DE COTIZACIONES","19,00 %","$ 73.661,00","2022-06-06"]
[3944,"METALDECK 3\"- Calibre 20 (0.96 mm)   ACESCO","M2","ACEROS,HIERROS/MALLAS,CERCHAS",null,"0,00 %","0,00"]
[3942,"METALDECK 3\"- Calibre 22 (0.76 mm)   ACESCO","M2","ACEROS,HIERROS/MALLAS,CERCHAS","860061089 - IDRD - PROYECCIÓN","19,00 %","$ 70.569,00","2022-01-24"]
[104332,"Metrosidero rojo(1-1,5M)","UN","MISCELANEA",null,"0,00 %","0,00"]
[107832,"MEZCLADOR A MESA DE 8\" Y CUELLO DE 10","UN","EQUIPOS PARA COCINA",null,"0,00 %","0,00"]
[107351,"mezclador antivandalica para ducha ref. tdp-04 Tig o SIMILAR","UN","GRIFERIAS,APARATOS,ACCESORIOS","860061089 - IDRD - PROYECCIÓN","19,00 %","$ 467.861,00","2022-06-03"]
[104671,"MEZCLADOR DUCHA","UN","GRIFERIAS,APARATOS,ACCESORIOS","860061089 - IDRD - PROYECCIÓN","19,00 %","$ 155.863,00","2023-03-28"]
[105054,"MEZCLADOR LAVAMANOS Ø4\" CIERRE RÁPIDO CROMO(Des+Si","UN","ACCESORIOS HIDROSANITARIOS",null,"0,00 %","0,00"]
[106385,"Mezclador monocontrol ref. Amur o similar","UN","GRIFERIA","860061089 - IDRD - PROYECCIÓN","19,00 %","$ 257.185,00","2022-01-31"]
[108679,"Mezclador Peavy PV6-BT","UN","MISCELANEA",null,"0,00 %","0,00"]
[100947,"MEZCLADORA  A GASOLINA(1-1/2 Bulto)","DD","EQUIPO ALQUILER Y MAQUINARIA",null,"0,00 %","0,00"]
[620,"MEZCLADORA A GASOLINA (1-1/2 BULTO)","MES","EQUIPO ALQUILER Y MAQUINARIA",null,"0,00 %","0,00"]
[388,"MEZCLADORA DE CONCRETO 2 BULTOS GASOLINA","DD","EQUIPO ALQUILER Y MAQUINARIA","8956232 - IDRD - MEDIA ARMONICA COTIZACIONES","19,00 %","$ 32.023,00","2022-05-09"]
[2406,"MEZCLADORA DE CONCRETO 2 BULTOS GASOLINA","MES","EQUIPO ALQUILER Y MAQUINARIA",null,"0,00 %","0,00"]
[220,"MEZCLADORA PARA CONCRETO 1 BULTO   ELECTRICO","MES","EQUIPO ALQUILER Y MAQUINARIA",null,"0,00 %","0,00"]
[105836,"MEZCLADORA PARA CONCRETO 3 BULTOS ELECTRICO","DD","EQUIPO ALQUILER Y MAQUINARIA",null,"0,00 %","0,00"]
[688,"MICRO AIRINCLUSOR DE AIRE","LT","EQUIPOS DE AIRE",null,"0,00 %","0,00"]
[101736,"MICROESFERA REFLECTIVA PARA PINTURA TRAFICO **","KG","PINTURAS","66665555555 - IDRD - MEDIA ARITMETICA DE COTIZACIONES","19,00 %","$ 8.176,00","2022-04-08"]
[106612,"MICRÓFONO DE MESA  PORFESIONAL CUELLO FLEXIBLE","UN","APARATOS ELECTRICOS",null,"0,00 %","0,00"]
[72,"MINERAL COLOR ROJO","KG","VARIOS","860061089 - IDRD - PROYECCIÓN","19,00 %","$ 16.971,99","2023-03-24"]
[13004,"Mini Compresor Portátil ¼ HP para pintar Con manguera, Pistola ","UN","FERRETERIA Y HERRAMIENTAS","860061089 - IDRD - PROYECCIÓN","19,00 %","$ 404.269,00","2022-01-24"]
[107020,"Minibreaker 3x50A 20 KA.","UN","INST. ELECTRICAS",null,"0,00 %","0,00"]
[3255,"MINICARGADOR BOBCAT(OPER+COMB)","DD","EQUIPOS DE EXCAVACION","8956232 - IDRD - MEDIA ARMONICA COTIZACIONES","19,00 %","$ 423.513,00","2019-03-18"]
[2634,"MINICARGADOR BOBCAT+Oper C/Comb","HR","EQUIPO ALQUILER Y MAQUINARIA","860.001.498-9 - CONSTRUDATA","19,00 %","$ 77.098,01","2023-03-22"]
[100851,"MINICARGADOR BOBCAT-15DIAS(Inc. Oper+comb+tansp)","DD","EQUIPOS DE EXCAVACION",null,"0,00 %","0,00"]
[104254,"MINIINTERRUPTOR TRIPOLAR 32A","UN","MISCELANEA","77777777777 - CONTRATO CONSULTORIA CEFE COMETAS","19,00 %","$ 33.677,00","2019-07-04"]
[102609,"MINIRETRO (331)-ORUGA(OPERARIO+COMBUSTIBLE)","HR","EQUIPOS DE EXCAVACION",null,"0,00 %","0,00"]
[108192,"MINISPLIT INVENTER 24.000 BTU/HR","UN","SISTEMAS VENTILACION",null,"0,00 %","0,00"]
[2760,"MIRILLA (OJO MAGICO) CROM PEQ.","UN","VIDRIOS Y ESPEJOS",null,"0,00 %","0,00"]
[2761,"MIRILLA (OJO MAGICO) DORAD PEQ","UN","VIDRIOS Y ESPEJOS",null,"0,00 %","0,00"]
[106658,"MÓD.CABALLOPectoral sentado-BiopectoralesVERDESCRI","UN","MOBILIARIO PARQUES",null,"0,00 %","0,00"]
[106659,"MÓDUL TUBO O BAUL (Sumi+trans)VER DESCRIPCION TECN","UN","MOBILIARIO PARQUES",null,"0,00 %","0,00"]
[107190,"Módulo 2 redes dali QSN-2DAL-S-CPN6619","UN","LAMPARAS",null,"0,00 %","0,00"]
[105773,"Modulo Abdomen Aéreo y Paralela-Gim al aire libre","UN","MOBILIARIO PARQUES","860061089 - IDRD - PROYECCIÓN","19,00 %","$ 3.763.531,00","2023-03-24"]
[106830,"MODULO ADMINISTRACION Y VESTIER M-149-IDRD","UN","MOBILIARIO PARQUES","860061089 - IDRD - PROYECCIÓN","19,00 %","$ 221.346.371,00","2023-03-30"]
[102147,"Modulo aislador de fallas CDRC Cometas","UN","RED CONTRA INCENDIO","77777777777 - CONTRATO CONSULTORIA CEFE COMETAS","19,00 %","$ 566.898,00","2019-07-09"]
[104631,"MODULO BALANCÍN CINTURA /PENDULO (IMPORT)","UN","MOBILIARIO URBANO Y SEÑALIZAC.","860061089 - IDRD - PROYECCIÓN","19,00 %","$ 1.797.887,01","2022-12-21"]
[104125,"MODULO BALANCÍN CINTURA IDRD (PENDULO)","UN","MOBILIARIO URBANO Y SEÑALIZAC.","860061089 - IDRD - PROYECCIÓN","19,00 %","$ 1.982.648,00","2023-03-30"]
[104464,"MODULO BALANCIN CINTURATWISTER TRIPLE S/DISEÑ.IMP","UN","MOBILIARIO URBANO Y SEÑALIZAC.",null,"0,00 %","0,00"]
[105763,"Modulo Banca Abd. Cronch Incl - Gimnasio aire libr","UN","MOBILIARIO PARQUES","860061089 - IDRD - PROYECCIÓN","19,00 %","$ 2.907.152,99","2023-03-24"]
[104633,"MODULO BANCO ABDOMINAL LIBRE","UN","MOBILIARIO URBANO Y SEÑALIZAC.",null,"0,00 %","0,00"]
[100734,"MODULO BAÑOS TIPO CONTENEDOR(20 Ft) IDRD","UN","PREFABRICADOS METALICOS","8956232 - IDRD - MEDIA ARMONICA COTIZACIONES","19,00 %","$ 79.773.209,99","2019-01-31"]
[106114,"Modulo Barra FijaAbdomen Aéreo y Paralela-Gim aire","UN","MOBILIARIO PARQUES","860061089 - IDRD - PROYECCIÓN","19,00 %","$ 6.225.467,00","2022-01-30"]
[105772,"Modulo Barra Fijas Dominadas100 lbs-Gim al aireli","UN","MOBILIARIO PARQUES","860061089 - IDRD - PROYECCIÓN","19,00 %","$ 3.763.543,00","2023-03-24"]
[104457,"MODULO BARRAS PARALELAS S/DISEÑO","UN","MOBILIARIO URBANO Y SEÑALIZAC.","860061089 - IDRD - PROYECCIÓN","19,00 %","$ 284.915,00","2022-12-21"]
[4031,"MODULO BASE DE ARCHIVO LOGIC","UN","MUEBLES Y CLOSETS",null,"0,00 %","0,00"]
[13101,"Modulo Bicicleta Estatica (suministro+instalacion)","UN","MOBILIARIO PARQUES","860061089 - IDRD - PROYECCIÓN","19,00 %","$ 4.095.177,01","2022-12-22"]
[106439,"Modulo Bicicleta Estática-Carga Disposit. Moviles","UN","MOBILIARIO PARQUES","860061089 - IDRD - PROYECCIÓN","19,00 %","$ 11.037.290,00","2022-01-30"]
[105767,"Modulo Bicicleta Recumbent - Gimnasio al aire libr","UN","MOBILIARIO PARQUES","860061089 - IDRD - PROYECCIÓN","19,00 %","$ 5.723.938,00","2023-03-24"]
[106438,"Modulo Bicicleta Recumbent-Carga Disposit. Moviles","UN","MOBILIARIO PARQUES","860061089 - IDRD - PROYECCIÓN","19,00 %","$ 10.297.950,01","2022-01-30"]
[105765,"Modulo Calentador pierna Sissy- Gimnasio al aire l","UN","MOBILIARIO PARQUES","860061089 - IDRD - PROYECCIÓN","19,00 %","$ 1.331.278,00","2023-03-24"]
[100688,"MODULO CAMERINO TIPO CONTENEDOR(20 Ft) IDRD","UN","PREFABRICADOS METALICOS","8956232 - IDRD - MEDIA ARMONICA COTIZACIONES","19,00 %","$ 53.879.213,00","2019-01-31"]
[104466,"MODULO CAMINADOR AEREO S/DISEÑO.","UN","MOBILIARIO URBANO Y SEÑALIZAC.","860061089 - IDRD - PROYECCIÓN","19,00 %","$ 2.396.536,00","2022-12-21"]
[12641,"MÓDULO CIEGO PARA LLENAR ESPACIO EN PANEL DE INSERCIÓN","UN","INST. ELECTRICAS","666665454444 - IDRD - MENOR PRECIO DE COTIZACIONES","19,00 %","$ 19.992,00","2020-07-14"]
[11779,"Módulo Complementario Cafetería IDRD (mobiliario, sillas, mesas y vitrina refrigerada) - Sum+Inst","UN","MOBILIARIO PARQUES","666665454444 - IDRD - MENOR PRECIO DE COTIZACIONES","19,00 %","$ 154.349.240,00","2019-09-30"]
[107194,"Módulo conmutación QSN-4S16-S","UN","LAMPARAS",null,"0,00 %","0,00"]
[107964,"Modulo control audio evacuacion GSA-CR","UN","APARATOS ELECTRICOS",null,"0,00 %","0,00"]
[107962,"Modulo control de acceso GSA-CR","UN","APARATOS ELECTRICOS","8956232 - IDRD - MEDIA ARMONICA COTIZACIONES","19,00 %","$ 160.191,01","2019-03-08"]
[101859,"Modulo control detección de incendios CDRC Cometas","UN","RED CONTRA INCENDIO","77777777777 - CONTRATO CONSULTORIA CEFE COMETAS","19,00 %","$ 902.952,00","2019-07-03"]
[13068,"Módulo cronómetro didáctico (suministro+instalacion)","UN","MOBILIARIO PARQUES","5898454121 - BALERCO  S.A.S.","19,00 %","$ 28.756.869,01","2023-03-21"]
[102150,"MODULO DE COMANDO 32 ENTRADAS, 70 W CDRC Cometas","UN","SISTEMAS VENTILACION","77777777777 - CONTRATO CONSULTORIA CEFE COMETAS","19,00 %","$ 2.646.800,00","2019-07-09"]
[107999,"Modulo de comunicaciones IP y 4G TL2803GE-LAT","UN","APARATOS ELECTRICOS",null,"0,00 %","0,00"]
[108674,"MODULO DE CONTROL","UN","MISCELANEA",null,"0,00 %","0,00"]
[106591,"MODULO DE EXPANSIÓN (4 ENT-4SALID)12/24V","UN","APARATOS ELECTRICOS",null,"0,00 %","0,00"]
[107413,"MÓDULO DE EXPANSIÓN PARA CONTROLADOR  15UI/8UO","UN","SISTEMAS VENTILACION",null,"0,00 %","0,00"]
[101732,"Modulo de interconexión NAC","UN","MISCELANEA","77777777777 - CONTRATO CONSULTORIA CEFE COMETAS","19,00 %","$ 525.100,00","2019-04-09"]
[102174,"modulo de monitoreo detencion de incendios, CEFE","UN","MISCELANEA","NINGUNO EN PARTICULAR","19,00 %","$ 357.964,99","2019-07-11"]
[101858,"Modulo de relé de bajo voltaje CDRC Cometas","UN","RED CONTRA INCENDIO","77777777777 - CONTRATO CONSULTORIA CEFE COMETAS","19,00 %","$ 384.520,00","2019-04-12"]
[10781,"MODULO DINO PASADIZO ROTACION PUENTE EQUILIBRIO EDAD 3-12 AÑOS CAP 10 USUARIOS (suministro+instalaci","UN","MOBILIARIO PARQUES","CONCENTRICA SOLUCIONES DE INGENIERIA SAS","19,00 %","$ 123.077.981,00","2023-03-06"]
[107948,"Módulo direccionable 2 lazos, UL V-SLC2-2","UN","APARATOS ELECTRICOS",null,"0,00 %","0,00"]
[104462,"MODULO DORSAL PECTORAL DOBLE (Brazos altos)","UN","MOBILIARIO URBANO Y SEÑALIZAC.","860061089 - IDRD - PROYECCIÓN","19,00 %","$ 3.455.914,01","2022-12-21"]
[10685,"MODULO EN CONCRETO DISEÑO SILLA Y MATERA ALTA (suministro+instalación)","UN","MOBILIARIO PARQUES","860061089 - IDRD - PROYECCIÓN","19,00 %","$ 20.487.579,01","2022-12-19"]
[10683,"MODULO EN CONCRETO DISEÑO SILLA Y MATERA BAJA (suministro+instalación)","UN","MOBILIARIO PARQUES","860061089 - IDRD - PROYECCIÓN","19,00 %","$ 17.651.725,01","2022-12-19"]
[10684,"MODULO EN CONCRETO DISEÑO SILLA Y MATERA MEDIA (suministro+instalación)","UN","MOBILIARIO PARQUES","860061089 - IDRD - PROYECCIÓN","19,00 %","$ 18.454.708,01","2022-12-19"]
[10680,"MODULO EN CONCRETO MESA DE 2 OCUPACIONES (suministro+instalación)","UN","MOBILIARIO PARQUES","860061089 - IDRD - PROYECCIÓN","19,00 %","$ 9.914.089,00","2022-12-19"]
[10681,"MODULO EN CONCRETO MESA DE 4 OCUPACIONES (suministro+instalación)","UN","MOBILIARIO PARQUES","860061089 - IDRD - PROYECCIÓN","19,00 %","$ 13.832.243,01","2022-12-19"]
[10678,"MODULO EN CONCRETO TIPO BICICLETERO CON ESPACIO PARA PLANTA (suministro+instalación)","UN","MOBILIARIO PARQUES","860061089 - IDRD - PROYECCIÓN","19,00 %","$ 15.061.543,01","2022-12-19"]
[10677,"MODULO EN CONCRETO TIPO BICICLETERO CON PANEL DE INFORMACIÓN (suministro+instalación)","UN","MOBILIARIO PARQUES","860061089 - IDRD - PROYECCIÓN","19,00 %","$ 17.251.103,01","2022-12-19"]
[10682,"MODULO EN CONCRETO TIPO MATERA (suministro+instalación)","UN","MOBILIARIO PARQUES","860061089 - IDRD - PROYECCIÓN","19,00 %","$ 7.211.698,01","2022-12-19"]
[10676,"MODULO EN CONCRETO TIPO SILLA ARBOL (suministro+instalación)","UN","MOBILIARIO PARQUES","860061089 - IDRD - PROYECCIÓN","19,00 %","$ 19.044.303,00","2022-12-19"]
[107189,"Módulo entrada salida QSM2-XW-C","UN","LAMPARAS",null,"0,00 %","0,00"]
[105769,"Modulo Escalador - Gimnasio al aire libre","UN","MOBILIARIO PARQUES","860061089 - IDRD - PROYECCIÓN","19,00 %","$ 6.836.146,00","2023-03-24"]
[104465,"MODULO ESPALDA BRAZOS ALTOS S/DISEÑO.IMPORTADO","UN","MOBILIARIO URBANO Y SEÑALIZAC.","860061089 - IDRD - PROYECCIÓN","19,00 %","$ 3.242.706,01","2022-12-21"]
[105764,"Modulo flexionesTriceps senci- Gimnasio al aire li","UN","MOBILIARIO PARQUES","860061089 - IDRD - PROYECCIÓN","19,00 %","$ 1.788.520,00","2023-03-24"]
[13078,"Modulo Informativo de Ejercicios (suministro+instalacion)","UN","MOBILIARIO PARQUES","5898454121 - BALERCO  S.A.S.","19,00 %","$ 13.621.675,01","2023-03-09"]
[105761,"Modulo Jinete - Gimnasio al aire libre","UN","MOBILIARIO PARQUES","860061089 - IDRD - PROYECCIÓN","19,00 %","$ 4.830.801,00","2023-03-24"]
[106657,"MÓDULO JOTA (Estiramiento de pierna)VER DESCR. TEC","UN","MOBILIARIO PARQUES",null,"0,00 %","0,00"]
[12969,"MODULO KANOPE RED, EQUILIBRIO TUNEL RED DESLIZADERO, MURO DE ESCALAR CAP 30 USUARIOS 3-12 AÑOS","UN","MOBILIARIO URBANO Y SEÑALIZAC.",null,"0,00 %","0,00"]
[13106,"Modulo Kit Boxing (suministro+instalacion)","UN","MOBILIARIO PARQUES","860061089 - IDRD - PROYECCIÓN","19,00 %","$ 22.348.228,00","2022-12-22"]
[105824,"MODULO M-142(CicloEstación)-Diseño C.M.U.","UN","MOBILIARIO PARQUES","8956232 - IDRD - MEDIA ARMONICA COTIZACIONES","19,00 %","$ 176.387.465,99","2019-03-21"]
[105825,"MODULO M-144(Punto de café)DiseñoC.M.U.","UN","MOBILIARIO PARQUES","860061089 - IDRD - PROYECCIÓN","19,00 %","$ 79.376.690,00","2022-01-30"]
[106446,"MODULO M-145 - PUNTO DE INFORMACION","UN","MOBILIARIO PARQUES","860061089 - IDRD - PROYECCIÓN","19,00 %","$ 161.680.410,00","2022-01-30"]
[105584,"MODULO MADERA ACUSADO (suministro+instalacion)","UN","MUEBLES ACCESORIOS","830098247-4 - E-VIDEO COMUNICACIONES","16,00 %","$ 1.635.600,00","2019-12-03"]
[105585,"MODULO MADERA ACUSADO (suministro+instalacion)","UN","MUEBLES ACCESORIOS",null,"0,00 %","0,00"]
[105583,"MODULO MADERA ESTRADO (suministro+instalacion)","UN","MUEBLES ACCESORIOS","830098247-4 - E-VIDEO COMUNICACIONES","16,00 %","$ 3.132.000,00","2019-12-03"]
[105582,"MODULO MADERA JUEZ(Secretario,Testigo)SUMIN+I","UN","MUEBLES ACCESORIOS",null,"0,00 %","0,00"]
[108672,"MODULO MONITOR","UN","MISCELANEA",null,"0,00 %","0,00"]
[102162,"Módulo MonitorSistema Detección de Incendios","UN","INST. ELECTRICAS","860061089 - IDRD - PROYECCIÓN","19,00 %","$ 174.166,00","2022-01-28"]
[104458,"MODULO MOVIMIENTO CADERA S/DISEÑO","UN","MOBILIARIO URBANO Y SEÑALIZAC.",null,"0,00 %","0,00"]
[110004,"Modulo Mueble Camerino de 2 puestos de 1,40 x 0,65 x 2,05 H","UN","MADERAS","860061089 - IDRD - PROYECCIÓN","19,00 %","$ 2.882.330,00","2022-01-27"]
[105766,"Modulo Multifuncional A-4 - Gimnasio al aire libre","UN","MOBILIARIO PARQUES","860061089 - IDRD - PROYECCIÓN","19,00 %","$ 17.862.730,00","2023-03-24"]
[12934,"MODULO MURO ESCALAR DESLIZADERO PEQUEÑO CAP 10 USUARIOS 2-10 AÑOS ","UN","MOBILIARIO URBANO Y SEÑALIZAC.",null,"0,00 %","0,00"]
[104463,"MODULO PIERNAS PRENSA HORIZ.-FLEX. S/DISEÑO","UN","MOBILIARIO URBANO Y SEÑALIZAC.","860061089 - IDRD - PROYECCIÓN","19,00 %","$ 2.686.319,01","2022-12-21"]
[10779,"MODULO PRIMERA INFANCIA PUENTE RED DELIZADERO ESCALERA PANELES LUDICOS EDAD 1-8 AÑOS CAP 21 USUARIOS","UN","MOBILIARIO PARQUES","CONCENTRICA SOLUCIONES DE INGENIERIA SAS","19,00 %","$ 142.748.771,00","2023-03-06"]
[12970,"MODULO RED, DESLIZADERO, MURO DE ESCALAR, TUNEL, ESCALERA COLGANTE CAP 15 USUARIOS 4-13 AÑOS","UN","MOBILIARIO URBANO Y SEÑALIZAC.",null,"0,00 %","0,00"]
[105768,"Modulo Remo - Gimnasio al aire libre","UN","MOBILIARIO PARQUES","860061089 - IDRD - PROYECCIÓN","19,00 %","$ 5.723.938,00","2023-03-24"]
[104460,"MODULO RUEDA DE BRAZO S/DISEÑO","UN","MOBILIARIO URBANO Y SEÑALIZAC.",null,"0,00 %","0,00"]
[106833,"Módulo Sanitario M-143-IDRD(S/Especificación)","UN","MOBILIARIO PARQUES","860061089 - IDRD - PROYECCIÓN","19,00 %","$ 288.253.177,00","2023-03-30"]
[100748,"MODULO SANITARIO MULTIPLE-DISEÑO IDRD","UN","PREFABRICADOS METALICOS","8956232 - IDRD - MEDIA ARMONICA COTIZACIONES","19,00 %","$ 255.834.419,00","2019-01-31"]
[105762,"Modulo Sky - Gimnasio al aire libre","UN","MOBILIARIO PARQUES","860061089 - IDRD - PROYECCIÓN","19,00 %","$ 5.723.938,00","2023-03-24"]
[105770,"Modulo T Pecho 100 lbs - Gimnasio al aire libre","UN","MOBILIARIO PARQUES","860061089 - IDRD - PROYECCIÓN","19,00 %","$ 11.065.905,00","2023-03-24"]
[105771,"Modulo T Sentadilla 100 lbs - Gimnasio al aire lib","UN","MOBILIARIO PARQUES","860061089 - IDRD - PROYECCIÓN","19,00 %","$ 11.065.905,00","2023-03-24"]
[104459,"MODULO TIMON VOLANTES DOBLES S/DISEÑO","UN","MOBILIARIO URBANO Y SEÑALIZAC.",null,"0,00 %","0,00"]
[10780,"MODULO TOBOGAN DESLIZADERO TRIPLE NIVEL PANELES MUSICALES EDAD 1-8 AÑOS CAP 23 USUARIOS (suministro+","UN","MOBILIARIO PARQUES","CONCENTRICA SOLUCIONES DE INGENIERIA SAS","19,00 %","$ 123.077.981,00","2023-03-06"]
[10783,"MODULO TOBOGAN DOBLE DESLIZADERO, TOBOGAN ESPIRAL MURO DE ESCALAR EDAD 3-12 AÑOS CAP 13 USUARIOS (su","UN","MOBILIARIO PARQUES","CONCENTRICA SOLUCIONES DE INGENIERIA SAS","19,00 %","$ 294.237.704,00","2023-03-06"]
[103208,"Módulo tres canecas tipo Barcelona Acero+Soporte","UN","OTROS PREFABRICADOS","860061089 - IDRD - PROYECCIÓN","19,00 %","$ 1.949.097,00","2022-01-30"]
[100685,"MODULO VENTAS TIPO CONTENEDOR(20 Ft) IDRD","UN","PREFABRICADOS METALICOS","860061089 - IDRD - PROYECCIÓN","19,00 %","$ 26.409.775,01","2022-01-31"]
[107945,"ModuloMaderaPiscinasM10(0.40x0.33)S/Descripc","UN","MUEBLES Y CLOSETS",null,"0,00 %","0,00"]
[106123,"MóduloMultifuncional-DiscapReducida(4)Us-SillaRued","UN","MOBILIARIO PARQUES","860061089 - IDRD - PROYECCIÓN","19,00 %","$ 18.661.712,01","2023-03-24"]
[101905,"ModuloPolifuncionalDiscap-6-usuariosGimnasioALibre","UN","MOBILIARIO PARQUES","6555555555 - IDRD - MENOR VALOR   DE COTIZACIONES","19,00 %","$ 17.547.740,00","2019-04-30"]
[108066,"MódulosMaderaPiscinas-M-10(0.40x0.33m)S/Esp","UN","MUEBLES ACCESORIOS",null,"0,00 %","0,00"]
[108190,"MOGOLLA EN NEOPRENO 2\"X1\"","UN","SISTEMAS VENTILACION",null,"0,00 %","0,00"]
[108147,"MOGOLLA EN NEOPRENO 4\"X2\"","UN","SISTEMAS VENTILACION",null,"0,00 %","0,00"]
[102618,"MOLDE PARA SOLDADURA CADWELD EN T y X","UN","INST. ELECTRICAS","860061089 - IDRD - PROYECCIÓN","19,00 %","$ 208.739,01","2022-01-31"]
[108729,"MOLINETE SENCILLO ABATIBLE","UN","MISCELANEA",null,"0,00 %","0,00"]
[108740,"MONITOR 42\"","UN","MISCELANEA",null,"0,00 %","0,00"]
[101871,"Monitor HDMI 22\" CDRC Cometas","UN","MISCELANEA","77777777777 - CONTRATO CONSULTORIA CEFE COMETAS","19,00 %","$ 713.463,31","2019-10-08"]
[107995,"Monitor Industrial LED 43\" 43SM5KB","UN","APARATOS ELECTRICOS",null,"0,00 %","0,00"]
[12877,"MONITOREO NIVELES FRATICOS (9 pozos) ","UN","ENSAYOS DE LABORATORIO","860061089 - IDRD - PROYECCIÓN","19,00 %","$ 436.841,00","2022-02-02"]
[186,"MONOACUSTIC0 1 1/2\" S/inst. Fglas","M2","FIBRA DE VIDRIO",null,"0,00 %","0,00"]
[104248,"MONOCILINDRO UN RODILLO 800 KILOS (SIN OPERARIO)","DD","EQUIPO ALQUILER Y MAQUINARIA",null,"0,00 %","0,00"]
[2119,"MONOGAFA CON MONTURA","UN","EQUIPO DE SEGURIDAD INDUSTRIAL","860061089 - IDRD - PROYECCIÓN","19,00 %","$ 9.821,00","2022-02-04"]
[104134,"MONTACARGA (2.5 Ton.)","DD","EQUIPO ALQUILER Y MAQUINARIA","860061089 - IDRD - PROYECCIÓN","19,00 %","$ 405.573,00","2023-03-28"]
[104325,"MONTACARGAS (1-2 TON)","HR","EQUIPO ALQUILER Y MAQUINARIA","6555555555 - IDRD - MENOR VALOR   DE COTIZACIONES","19,00 %","$ 49.498,00","2019-07-17"]
[3256,"MONTACARGAS 3.5 TON (OPER+COMB) CERTIFICADO","HR","EQUIPO ALQUILER Y MAQUINARIA","860061089 - IDRD - PROYECCIÓN","19,00 %","$ 67.217,00","2023-03-28"]
[102431,"MONTAJE ESTACIONES Y LAS MRESAS PARA RUTAS M.E.","JGO","IMPERMEABIL.,ADITIVOS,QUIMICOS",null,"0,00 %","0,00"]
[104818,"MONTAJE, TRANS, INST Y PUESTA EN MARCHA PLANTA ELE","UN","INST. ELECTRICAS",null,"0,00 %","0,00"]
[105020,"MONTAJE-TRANSPORTE-MANTENIMIENT(1 AÑO)","UN","INST. ELECTRICAS",null,"0,00 %","0,00"]
[101524,"MONTAPLATOS 750x750x900mm POZO, RECOR 20M 3PARADAS","UN","ASCENSORES Y ESCALADORES","77777777777 - CONTRATO CONSULTORIA CEFE COMETAS","19,00 %","$ 107.766.400,00","2019-07-03"]
[4036,"MORDAZA 0.50 mt CON CUÑA","MES","EQUIPO ALQUILER Y MAQUINARIA",null,"0,00 %","0,00"]
[4037,"MORDAZA 0.80 mt CON CUÑA","MES","EQUIPO ALQUILER Y MAQUINARIA",null,"0,00 %","0,00"]
[4038,"MORDAZA 1.10 mt CON CUÑA","MES","EQUIPO ALQUILER Y MAQUINARIA",null,"0,00 %","0,00"]
[4039,"MORDAZA 1.85 mt CON CUÑA","MES","EQUIPO ALQUILER Y MAQUINARIA",null,"0,00 %","0,00"]
[390,"MORDAZAS EN PLATINA CON CUÑA","DD","EQUIPO ALQUILER Y MAQUINARIA","860061089 - IDRD - PROYECCIÓN","19,00 %","$ 79,00","2023-03-28"]
[103683,"Mort. flex. alta adh. STON(STRONG) MIX LATEX **","KG","MISCELANEA","8956232 - IDRD - MEDIA ARMONICA COTIZACIONES","19,00 %","$ 5.113,00","2019-07-04"]
[105828,"MORTERO 1500 PSI ArenaR - PLANTA","M3","ADITIVOS. MORTEROS",null,"0,00 %","0,00"]
[100667,"Mortero 1500 PSI Corriente** (1:7)","M3","AGREGADOS CONCRETOS Y MORTEROS",null,"0,00 %","0,00"]
[100668,"Mortero 1500 PSI grouting     **","M3","AGREGADOS CONCRETOS Y MORTEROS",null,"0,00 %","0,00"]
[109,"MORTERO 2000 PSI Cte. - Ar","M3","AGREGADOS CONCRETOS Y MORTEROS",null,"0,00 %","0,00"]
[100669,"Mortero 2000 PSI grouting **","M3","AGREGADOS CONCRETOS Y MORTEROS",null,"0,00 %","0,00"]
[140,"MORTERO 2500 PSI Cte.","M3","AGREGADOS CONCRETOS Y MORTEROS","860061089 - IDRD - PROYECCIÓN","19,00 %","$ 427.554,01","2022-01-28"]
[100670,"Mortero 2500 PSI grouting   **","M3","AGREGADOS CONCRETOS Y MORTEROS","860061089 - IDRD - PROYECCIÓN","19,00 %","$ 467.488,00","2022-01-28"]
[1622,"MORTERO 3000 PSI Cte.","M3","AGREGADOS CONCRETOS Y MORTEROS",null,"0,00 %","0,00"]
[100671,"Mortero 3000 PSI grouting **","M3","MORTEROS","860061089 - IDRD - PROYECCIÓN","19,00 %","$ 538.773,00","2023-03-29"]
[1623,"MORTERO 3500 PSI Cte.","M3","MORTEROS",null,"0,00 %","0,00"]
[100672,"Mortero 3500 PSI grouting  **","M3","MORTEROS",null,"0,00 %","0,00"]
[1624,"MORTERO 4000 PSI Cte.","M3","MORTEROS",null,"0,00 %","0,00"]
[100673,"Mortero 4000 PSI grouting **","M3","MORTEROS",null,"0,00 %","0,00"]
[1625,"MORTERO 4500 PSI Cte.","M3","MORTEROS",null,"0,00 %","0,00"]
[1626,"MORTERO 5000 PSI Cte.","M3","MORTEROS",null,"0,00 %","0,00"]
[3193,"MORTERO SECO CONVENCIONAL","KG","MORTEROS","860061089 - IDRD - PROYECCIÓN","19,00 %","$ 383,00","2022-01-30"]
[107812,"MOSTRADOR DE AUTOSERVICIO","UN","EQUIPOS PARA COCINA",null,"0,00 %","0,00"]
[12691,"Motoazada para arado y descompactación de tierra","DD","EQUIPOS DE COMPACTACION",null,"19,00 %","$ 16.095,00","2021-09-28"]
[107695,"MOTOBOMBA 30 HP","UN","MISCELANEA",null,"0,00 %","0,00"]
[107730,"MOTOBOMBA 5 HP","UN","ACCESORIOS HIDROSANITARIOS",null,"0,00 %","0,00"]
[107540,"MOTOBOMBA 50 HP centrifuga monobloque 1200gpm / 11","UN","PISCINAS",null,"0,00 %","0,00"]
[102536,"MOTOBOMBA ALTA PRESIÓN 2-3\" (SUMERG)","HR","EQUIPO ALQUILER Y MAQUINARIA","860061089 - IDRD - PROYECCIÓN","19,00 %","$ 8.164,99","2023-03-31"]
[105937,"MOTOBOMBA CENTRIFUGA TRIFASICA 7.5HP","UN","EQUIPOS ESPECIALES",null,"0,00 %","0,00"]
[1012,"MOTOBOMBA DE 3\" MOTOR A GASOLINA","MES","EQUIPO ALQUILER Y MAQUINARIA",null,"0,00 %","0,00"]
[977,"MOTOBOMBA DE 3\" MOTOR A GASOLINA AUTOCEBANTE","DD","EQUIPO ALQUILER Y MAQUINARIA",null,"0,00 %","0,00"]
[1215,"MOTOBOMBA DE 3\" SUMERGIBLE MOTOR ELECTRICO","DD","EQUIPO ALQUILER Y MAQUINARIA","860061089 - IDRD - PROYECCIÓN","19,00 %","$ 68.601,00","2023-03-29"]
[1671,"MOTOBOMBA DE 3\" SUMERGIBLE MOTOR ELECTRICO","MES","EQUIPO ALQUILER Y MAQUINARIA",null,"0,00 %","0,00"]
[2721,"MOTOBOMBA ELECTRICA DE 2\" GASOLINA","MES","EQUIPO ALQUILER Y MAQUINARIA",null,"0,00 %","0,00"]
[10739,"Motobomba Eyectora sumergible 1HP trif. ","UN","INST. HIDRAUL/SANIT. Y LAMINAS","8956232 - IDRD - MEDIA ARMONICA COTIZACIONES","19,00 %","$ 2.107.490,00","2022-07-18"]
[2014,"MOTOBOMBA JET 1HP","UN","EQUIPOS PRESION Y BOMBAS",null,"0,00 %","0,00"]
[108839,"MOTOBOMBA15 HP3600RPM208-230/460VS/EspeciCDRC","UN","PISCINAS",null,"0,00 %","0,00"]
[108774,"MOTOBOMBA4,5 HP3600RPM208-230/460VS/EspeciCDRC","UN","PISCINAS",null,"0,00 %","0,00"]
[3080,"MOTOBOMBAS CENTRIFUGAS  ABA 1.5W","UN","EQUIPOS PRESION Y BOMBAS",null,"0,00 %","0,00"]
[3093,"MOTOBOMBAS CENTRIFUGAS HY-FLO - 1 ETAPA","UN","EQUIPOS PRESION Y BOMBAS",null,"0,00 %","0,00"]
[3101,"MOTOBOMBAS CENTRIFUGAS HY-FLO - 2 ETAPAS","UN","EQUIPOS PRESION Y BOMBAS",null,"0,00 %","0,00"]
[3095,"MOTOBOMBAS CENTRIFUGAS HY-FLO  6 - 1 ETAPA","UN","EQUIPOS PRESION Y BOMBAS",null,"0,00 %","0,00"]
[3096,"MOTOBOMBAS CENTRIFUGAS HY-FLO 10 - 1 ETAPA","UN","EQUIPOS PRESION Y BOMBAS",null,"0,00 %","0,00"]
[3070,"MOTOBOMBAS CENTRIFUGAS MOD.ABA-1W","UN","EQUIPOS PRESION Y BOMBAS",null,"0,00 %","0,00"]
[3086,"MOTOBOMBAS CENTRIFUGAS MOD.ABA-2.MW","UN","EQUIPOS PRESION Y BOMBAS",null,"0,00 %","0,00"]
[3088,"MOTOBOMBAS SUMERGIBLES MOD.MW150 - 23","UN","EQUIPOS PRESION Y BOMBAS",null,"0,00 %","0,00"]
[3089,"MOTOBOMBAS SUMERGIBLES MOD.MW200 - 23","UN","EQUIPOS PRESION Y BOMBAS",null,"0,00 %","0,00"]
[3087,"MOTOBOMBAS SUMERGIBLES MOD.SRM4M1C","UN","EQUIPOS PRESION Y BOMBAS",null,"0,00 %","0,00"]
[391,"MOTOBOMBAS TRIFASICA DE 2\"SUMERGIBLE","DD","EQUIPO ALQUILER Y MAQUINARIA","860061089 - IDRD - PROYECCIÓN","19,00 %","$ 32.346,00","2022-01-24"]
[105801,"MotobombaSumerg.-1HPAceroInox.Descarg11/2\"Q=78glp","UN","INST. HIDRAUL/SANIT. Y LAMINAS",null,"0,00 %","0,00"]
[100000,"MOTONIVELADORA (Oper+Com)","HR","EQUIPOS DE EXCAVACION","8956232 - IDRD - MEDIA ARMONICA COTIZACIONES","19,00 %","$ 163.756,00","2023-03-22"]
[108464,"MOTOR 220V/3PH/60HZ 1.5HP; 1.300 RPM","UN","SISTEMAS VENTILACION",null,"0,00 %","0,00"]
[108471,"MOTOR 220V/3PH/60HZ 10 HP","UN","SISTEMAS VENTILACION",null,"0,00 %","0,00"]
[108469,"MOTOR 220V/3PH/60HZ 15HP","UN","SISTEMAS VENTILACION",null,"0,00 %","0,00"]
[108465,"MOTOR 220V/3PH/60HZ 1HP; 1.300 RPM","UN","SISTEMAS VENTILACION",null,"0,00 %","0,00"]
[108459,"MOTOR 220v73PH/60HZ DE 5HP 1.300RPM","UN","SISTEMAS VENTILACION",null,"0,00 %","0,00"]
[102407,"Motosierra","HR","HERRAMIENTA",null,"0,00 %","0,00"]
[104608,"Motosierra mediana (4.6HP)","DD","HERRAMIENTA",null,"0,00 %","0,00"]
[104408,"Motosierra Mediana (8.0HP)","DD","HERRAMIENTA","860061089 - IDRD - PROYECCIÓN","19,00 %","$ 37.751,00","2023-03-28"]
[105884,"Motosierra, 40cm3, espada16\"3/8\", 4,7 kg.","UN","HERRAMIENTA",null,"0,00 %","0,00"]
[105739,"M-RECUENTO DE ESCHERICHIA COLI","UN","ENSAYOS DE LABORATORIO",null,"0,00 %","0,00"]
[9816,"MT -RJ TO SC DUPLEX MM 60.5 / 125 UM 1 MT","UN","CABLEADO ESTRUCTURADO",null,"0,00 %","0,00"]
[106418,"MUBLE GUARDAROPA VERTICAL 5 PUESTOS","UN","CARPINTERIA METALICA",null,"0,00 %","0,00"]
[107941,"Mueble Almac.Aulas M03(3.13x2.72mEst.Tubular","UN","MUEBLES Y CLOSETS",null,"0,00 %","0,00"]
[107943,"Mueble Almac.Danza M07(7.25x2.40mPanel Aglomerad","UN","MUEBLES Y CLOSETS",null,"0,00 %","0,00"]
[107799,"MUEBLE BASE PARA EQUIPOS","UN","EQUIPOS PARA COCINA",null,"0,00 %","0,00"]
[105235,"Mueble Camerino+Caja Seguridad Squash (Sum+Inst)","UN","EQUIPOS ESPECIALES",null,"0,00 %","0,00"]
[107375,"MUEBLE COCINETA. MESON EN ACERO INOXIDABLE + SALPI","UN","MISCELANEA",null,"0,00 %","0,00"]
[103102,"Mueble espejo 4mm IDRD **","M2","MISCELANEA",null,"0,00 %","0,00"]
[106427,"MUEBLE GUADAROPA","UN","CARPINTERIA METALICA",null,"0,00 %","0,00"]
[100768,"MUEBLE LAMPARA 60X60ESPECULAR SOBREPONER","UN","LAMPARAS",null,"0,00 %","0,00"]
[103347,"Mueble madera para baño secretaria IDRD **","UN","MISCELANEA",null,"0,00 %","0,00"]
[105320,"Mueble plástico, A=2,10 m X P=30cm H=1.22m 28compa","UN","MUEBLES ACCESORIOS",null,"0,00 %","0,00"]
[105323,"Mueble plástico, A=2,10 m X P=30cmX H=30cm 7 compa","UN","MUEBLES ACCESORIOS",null,"0,00 %","0,00"]
[105321,"Mueble plástico, A=2.10 m X P=30cmXH=72cm 14compar","UN","MUEBLES ACCESORIOS",null,"0,00 %","0,00"]
[105318,"Mueble plástico, medidas 1,30 metros de ancho X 35","UN","MUEBLES ACCESORIOS",null,"0,00 %","0,00"]
[105317,"Mueble plástico, medidas 1,60 metros de ancho X 35","UN","MUEBLES ACCESORIOS",null,"0,00 %","0,00"]
[105316,"Mueble plástico, medidas 2,40 metros de ancho X 35","UN","MUEBLES ACCESORIOS",null,"0,00 %","0,00"]
[105324,"Mueble plástico, medidas 30 centimetros de ancho X","UN","MUEBLES ACCESORIOS",null,"0,00 %","0,00"]
[105322,"Mueble plástico, medidas 60 centimetros de ancho X","UN","MUEBLES ACCESORIOS",null,"0,00 %","0,00"]
[105319,"Mueble plástico, medidas 90 centimetros de ancho X","UN","MUEBLES ACCESORIOS",null,"0,00 %","0,00"]
[102284,"Mueble pra recepcionIDRD1.80x1.50h=1.00m(Sum+Inst","UN","IMPERMEABIL.,ADITIVOS,QUIMICOS",null,"0,00 %","0,00"]
[105586,"MUEBLE TIPO RACK 2.9X1.73MTS (suministro+instalac","UN","MUEBLES ACCESORIOS","860061089 - IDRD - PROYECCIÓN","19,00 %","$ 2.471.026,00","2020-01-09"]
[107958,"MuebleAlmacenam.BibliotecaM28(10.30X2.40)S/Descri","UN","MUEBLES Y CLOSETS",null,"0,00 %","0,00"]
[107954,"MuebleAlmacenam.EnfermM21(1.55X2.40) S/DescripTec","UN","MUEBLES Y CLOSETS",null,"0,00 %","0,00"]
[107956,"MuebleAlmacenam.LudotecaM26(5.95X2.40) S/DescripTe","UN","MUEBLES Y CLOSETS",null,"0,00 %","0,00"]
[107959,"MuebleAlmacenam.SalónGimnasioM29(5.43X0.45)S/Desc9","UN","MUEBLES Y CLOSETS",null,"0,00 %","0,00"]
[107957,"MuebleAlmacenam.SalónKarateM27(7.05X2.40)S/Descri","UN","MUEBLES Y CLOSETS",null,"0,00 %","0,00"]
[108062,"MuebleAlmacenam/toDanza-M-07(7.25x2.40m)S/Esp(A)","UN","MUEBLES ACCESORIOS",null,"0,00 %","0,00"]
[108064,"MuebleAlmacenam/toDanza-M-07(7.25x2.40m)S/Esp(B)","UN","MUEBLES ACCESORIOS",null,"0,00 %","0,00"]
[108061,"MuebleAlmacenamientoAulas-M-03(3.13x2.72m)S/Espec","UN","MUEBLES ACCESORIOS",null,"0,00 %","0,00"]
[108075,"MuebleAlmacenamientoBibilioteca-M-28(10.30x2.40m)S","UN","MUEBLES ACCESORIOS",null,"0,00 %","0,00"]
[108070,"MuebleAlmacenamientoEnfermeria-M-21(1.55x2.40m)S/E","UN","MUEBLES ACCESORIOS",null,"0,00 %","0,00"]
[108071,"MuebleAlmacenamientoLudoteca-M-26(5.95x2.40m)S/E","UN","MUEBLES ACCESORIOS",null,"0,00 %","0,00"]
[108076,"MuebleAlmacenamientoSalon Gimnasio-M-29(5.43x0.45)","UN","MUEBLES ACCESORIOS",null,"0,00 %","0,00"]
[108072,"MuebleAlmacenamientoSalónKarate-M-27(7.05x2.40m)S/","UN","MUEBLES ACCESORIOS",null,"0,00 %","0,00"]
[107949,"MuebleAtenciónGimnasioM13 (3.33X1.10) S/DescripTec","UN","MUEBLES Y CLOSETS",null,"0,00 %","0,00"]
[108068,"MuebleAtenciónGimnasio-M-13(3.33x1.10m)S/Esp","UN","MUEBLES ACCESORIOS",null,"0,00 %","0,00"]
[107953,"MuebleCocinetaM20 (1.25X0.95) S/DescripTec","UN","MUEBLES Y CLOSETS",null,"0,00 %","0,00"]
[108069,"MuebleCocineta-M-20(1.25x0.95m)S/Especificación","UN","MUEBLES ACCESORIOS",null,"0,00 %","0,00"]
[107946,"MuebleEscritorioGimnasio y Admin M11,M19 (H=0.75m)","UN","MUEBLES Y CLOSETS",null,"0,00 %","0,00"]
[108067,"MuebleEscritorioGimnasioyAdminM-11,M19H=0.75m","ML","MUEBLES ACCESORIOS",null,"0,00 %","0,00"]
[107944,"MuebleEstanteriaLavapincelesM09(5.95x2.30)S/Descr","UN","MUEBLES Y CLOSETS",null,"0,00 %","0,00"]
[108065,"MuebleEstanteriaLavaPinceles-M-09(5.95x2.30m)S/Esp","UN","MUEBLES ACCESORIOS",null,"0,00 %","0,00"]
[107942,"MuebleRecepcBibliotecM08(1.82x1.10)S/DescripTec","UN","MUEBLES Y CLOSETS",null,"0,00 %","0,00"]
[102664,"MuebleRecepcion1.80x1.50h=1.00m+Vidrio Temp6mmSum","UN","IMPERMEABIL.,ADITIVOS,QUIMICOS",null,"0,00 %","0,00"]
[108063,"MuebleRecepciónBiblioteca-M-08(1.82x1.10m)S/Espec","UN","MUEBLES ACCESORIOS",null,"0,00 %","0,00"]
[108804,"MUEBLES - GL - CDRC","GL","Alfombra",null,"0,00 %","0,00"]
[13051,"MUEBLES ACERO INOXIDABLE CAL 18 DE 0,6X2,75X,96 CON DIVISIONES, GABINETES Y PUERTAS ( SUM E INST)","UN","MUEBLES ACCESORIOS","860061089 - IDRD - PROYECCIÓN","19,00 %","$ 7.384.159,00","2022-01-30"]
[12916,"MUELLE CUADRUPLE","UN","DOTACION GIMNASIOS CEFE",null,"0,00 %","0,00"]
[12974,"MUELLE DOBLE DELFIN PANELES LATERALES CAP 6 USUARIOS 2-8 AÑOS","UN","MOBILIARIO URBANO Y SEÑALIZAC.",null,"0,00 %","0,00"]
[12973,"MUELLE DOBLE VIS A VIS PANALES LATERALES CAP 2 USUARIOS 2-8 AÑOS ","UN","MOBILIARIO URBANO Y SEÑALIZAC.",null,"0,00 %","0,00"]
[12972,"MUELLE TRIPLE BARCO CAP 6 USUARIOS 2-8 AÑOS","UN","MOBILIARIO URBANO Y SEÑALIZAC.",null,"0,00 %","0,00"]
[107844,"MULTIESTACIÓN DE 8 TORRES","UN","MOBILIARIO URBANO Y SEÑALIZAC.",null,"0,00 %","0,00"]
[12546,"MULTIESTACIÓN MJ9 HoiST - FUERZA","UN","DOTACION GIMNASIOS CEFE EQUIPOS PARA FUERZA","125457845 - FITNESS MARKET","19,00 %","$ 91.660.497,00","2019-10-23"]
[12971,"MULTIFUNCIONAL TUBULAR PEQUEÑO MODULO GIRATORIO CAP 14 USUARIOS EDAD 6-12 AÑOS ","UN","MOBILIARIO URBANO Y SEÑALIZAC.",null,"0,00 %","0,00"]
[12467,"Multímetro De Pinzas Digitales Meterk 4000  CEFE COMETAS","UN","EQUIPOS DE AIRE","860061089 - IDRD - PROYECCIÓN","19,00 %","$ 284.646,00","2022-02-04"]
[102754,"MULTITOMA 6 SALIDAS ABSORCIÓN DE ENERGÍA REPENTINA","UN","LAMPARAS","860061089 - IDRD - PROYECCIÓN","19,00 %","$ 147.447,00","2022-02-09"]
[106569,"MULTITOMA 6 SALIDAS SUPRESOR DE PICO CON FUSIBLE","UN","FERRETERIA",null,"0,00 %","0,00"]
[3433,"MUO AMP 24P CABLEADO EN ZONA","UN","CABLEADO ESTRUCTURADO",null,"0,00 %","0,00"]
[100771,"MUR-LAM DRY WALL 5/8\"+PERFIL+SOPORT+TORNIL+MASI+LI","M2","MUROS YESO",null,"0,00 %","0,00"]
[105168,"MURO DESLIZADERO DIS/IDRD NIÑOS (1-5 AÑOS) Sum+Trans","UN","MOBILIARIO URBANO Y SEÑALIZAC.","860061089 - IDRD - PROYECCIÓN","19,00 %","$ 3.519.259,00","2022-01-30"]
[105174,"MURO DESLIZADERO/IDRD NIÑOS(6-12 AÑOS)Su+Tra","UN","MOBILIARIO URBANO Y SEÑALIZAC.",null,"0,00 %","0,00"]
[3325,"MURO PANTALLA Y BARRETES PROCESO 0.30 A 0.40","M3","AGREGADOS CONCRETOS Y MORTEROS",null,"0,00 %","0,00"]
[3326,"MURO PANTALLA Y BARRETES PROCESO 0.60 A 0.40","M3","AGREGADOS CONCRETOS Y MORTEROS",null,"0,00 %","0,00"]
[101515,"MURO TOLETE COMÚN 0.12","M2","FIBRA DE VIDRIO",null,"0,00 %","0,00"]
[105642,"MURO VERDE(Diseñ,constr,estr,plant,riego)315 m2","M2","ACTIVIDADES ESPECIALES",null,"0,00 %","0,00"]
[106979,"MuroCortina V-A1(36.33x11.30m)CRD(S/Esp.Tecnica","UN","PUERTAS Y VENTANAS ALUM Y LAM",null,"0,00 %","0,00"]
[106980,"MuroCortina V-A2(36.33x11.30m)CRD(S/Esp.Tecnica","UN","PUERTAS Y VENTANAS ALUM Y LAM",null,"0,00 %","0,00"]
[106982,"MuroCortina V-A3(19.61x7.05m)CRD(S/Esp.Tecnica","UN","PUERTAS Y VENTANAS ALUM Y LAM",null,"0,00 %","0,00"]
[106983,"MuroCortina V-A4(19.61x7.05m)CRD(S/Esp.Tecnica","UN","PUERTAS Y VENTANAS ALUM Y LAM",null,"0,00 %","0,00"]
[106985,"MuroCortina V-B1(36.33x7.05m)CRD(S/Esp.Tecnica","UN","PUERTAS Y VENTANAS ALUM Y LAM",null,"0,00 %","0,00"]
[106989,"MuroCortina V-B2(36.33x7.05m)CRD(S/Esp.Tecnica","UN","PUERTAS Y VENTANAS ALUM Y LAM",null,"0,00 %","0,00"]
[106990,"MuroCortina V-B3(36.33x11.30m)CRD(S/Esp.Tecnica","UN","PUERTAS Y VENTANAS ALUM Y LAM",null,"0,00 %","0,00"]
[106991,"MuroCortina V-B4(36.33x11.30m)CRD(S/Esp.Tecnica","UN","PUERTAS Y VENTANAS ALUM Y LAM",null,"0,00 %","0,00"]
[106992,"MuroCortina V-B5(67.61x7.05m)CRD(S/Esp.Tecnica","UN","PUERTAS Y VENTANAS ALUM Y LAM",null,"0,00 %","0,00"]
[106994,"MuroCortina V-B6(67.61x7.05m)CRD(S/Esp.Tecnica","UN","PUERTAS Y VENTANAS ALUM Y LAM",null,"0,00 %","0,00"]
[106997,"MuroCortina V-C1(36.33x11.30m)CRD(S/Esp.Tecnica","UN","PUERTAS Y VENTANAS ALUM Y LAM",null,"0,00 %","0,00"]
[106999,"MuroCortina V-C2(36.33x7.05m)CRD(S/Esp.Tecnica","UN","PUERTAS Y VENTANAS ALUM Y LAM",null,"0,00 %","0,00"]
[107005,"MuroCortina V-C3(86.37x7.05m)CristalLamT6+6mmSG","UN","PUERTAS Y VENTANAS ALUM Y LAM",null,"0,00 %","0,00"]
[107001,"MuroCortina V-C3(86.37x7.05m)CristalLamT6+8mm","UN","PUERTAS Y VENTANAS ALUM Y LAM",null,"0,00 %","0,00"]
[107002,"MuroCortina V-C4(86.37x7.05m)CRD(S/Esp.Tecnica","UN","PUERTAS Y VENTANAS ALUM Y LAM",null,"0,00 %","0,00"]
[102696,"MUROS DRY-WALL-9cm,3 manos de pintura(Todo costo)","M2","MISCELANEA",null,"0,00 %","0,00"]
[105139,"Nasa plastica Tipo Bolsa para piscinas","UN","PISCINAS","860061089 - IDRD - PROYECCIÓN","19,00 %","$ 26.856,00","2022-01-24"]
[101104,"Neopreno","KG","GRIFERIAS,APARATOS,ACCESORIOS",null,"0,00 %","0,00"]
[102230,"Neopreno a=20cm e=5mm **","ML","GRIFERIAS,APARATOS,ACCESORIOS",null,"0,00 %","0,00"]
[100614,"Neopreno a=5cm e=2cm Dureza 65 Shore","ML","GRIFERIAS,APARATOS,ACCESORIOS",null,"0,00 %","0,00"]
[102348,"Neopreno Banda a=20cmx 3/16\" **","ML","GRIFERIAS,APARATOS,ACCESORIOS",null,"0,00 %","0,00"]
[10738,"Neopreno Banda a=20cmx 3/16\" ** ","ML","AISLAMIENTOS","8956232 - IDRD - MEDIA ARMONICA COTIZACIONES","19,00 %","$ 18.879,00","2022-07-18"]
[108143,"NEOPRENO DE SOPORTE EQ. VENT.","ML","SISTEMAS VENTILACION",null,"0,00 %","0,00"]
[107691,"Neopreno e=5.0cm(40x50cm)Dureza-60+Ref.1/4\"","UN","ACTIVIDADES ESPECIALES",null,"0,00 %","0,00"]
[105658,"NEOPRENO NIVELADOR |","UN","PREFABRICADOS",null,"0,00 %","0,00"]
[1937,"NEVERA  NE 8                              HACEB","UN","EQUIPOS PARA COCINA",null,"0,00 %","0,00"]
[1939,"NEVERA  NE10                             HACEB","UN","EQUIPOS PARA COCINA",null,"0,00 %","0,00"]
[1940,"NEVERA  NE12  HACEB","UN","EQUIPOS PARA COCINA",null,"0,00 %","0,00"]
[3822,"NICHO 37x20x10cm","UN","INST. DE GAS",null,"0,00 %","0,00"]
[107671,"NICHO PARA REFLECTOR MINI","UN","LAMPARAS",null,"0,00 %","0,00"]
[107496,"NICHO PARA REFLECTOR PISCINA","UN","PISCINAS",null,"0,00 %","0,00"]
[108517,"NICHO PARA REFLECTOR PISCINA CONCR PoloTierra CDRC","UN","LAMPARAS",null,"0,00 %","0,00"]
[102080,"NICHO PLÁSTIC ESTANDAR PARA REFLECTOR CEFE COMETAS","UN","INST. ELECTRICAS","77777777777 - CONTRATO CONSULTORIA CEFE COMETAS","19,00 %","$ 215.900,00","2019-07-05"]
[104780,"NIPLE  GALVANIZADO 1\"X10CM","UN","ACCESORIOS HIDROSANITARIOS",null,"0,00 %","0,00"]
[104779,"NIPLE  GALVANIZADO 4\"X10CM","UN","ACCESORIOS HIDROSANITARIOS",null,"0,00 %","0,00"]
[104711,"NIPLE  GALVANIZADO Ø 2 \" L=0.20M","UN","TUBERIA HIDROSANITARIA",null,"0,00 %","0,00"]
[104857,"NIPLE  GALVANIZADO Ø 3 \" L=0.10M","UN","INST. HIDRAUL/SANIT. Y LAMINAS",null,"0,00 %","0,00"]
[105064,"NIPLE  GALVANIZADO Ø 4 \" L= 1.00 M (SIN RUANA)","UN","TUBERIA HIDROSANITARIA",null,"0,00 %","0,00"]
[104710,"NIPLE  GALVANIZADO Ø 4 \" L=0.25M","UN","TUBERIA HIDROSANITARIA",null,"0,00 %","0,00"]
[104509,"NIPLE  GALVANIZADO Ø 4 \" L=0.40M","UN","ACCESORIOS HIDROSANITARIOS",null,"0,00 %","0,00"]
[104510,"NIPLE  GALVANIZADO Ø 4 \" L=0.60M","UN","ACCESORIOS HIDROSANITARIOS",null,"0,00 %","0,00"]
[104706,"NIPLE  GALVANIZADO Ø 6 \" L=0.20M","UN","TUBERIA HIDROSANITARIA",null,"0,00 %","0,00"]
[102260,"NIPLE EN A.G 1\" CEFE COMETAS","UN","TUBERIA HIDROSANITARIA","77777777777 - CONTRATO CONSULTORIA CEFE COMETAS","19,00 %","$ 12.258,00","2019-07-15"]
[12897,"Niple en PVC-P 1 1/2\", Longitud 2\" para Union garrafas ","UN","ACCESORIOS HIDROSANITARIOS","860061099 - MEDIA ARMONICA","19,00 %","$ 809,00","2023-03-22"]
[104786,"NIPLE GALVANIZADO L=0.90M Ø3\" CON RUANA","UN","ACCESORIOS HIDROSANITARIOS","555555555555 - IDRD - MEDIANA DE COTIZACIONES","19,00 %","$ 214.255,00","2022-06-09"]
[104490,"NIPLE GALVANIZADOL=0.90MØ 4\" CON RUANA","UN","ACCESORIOS HIDROSANITARIOS","555555555555 - IDRD - MEDIANA DE COTIZACIONES","19,00 %","$ 264.036,00","2022-06-09"]
[104494,"NIPLE GALVANIZADOL=0.90MØ1\" CON RUANA","UN","ACCESORIOS HIDROSANITARIOS",null,"0,00 %","0,00"]
[104493,"NIPLE GALVANIZADOL=0.90MØ2\" CON RUANA CAL.18 30X30","UN","ACCESORIOS HIDROSANITARIOS","8956232 - IDRD - MEDIA ARMONICA COTIZACIONES","19,00 %","$ 55.580,00","2019-07-24"]
[104489,"NIPLE GALVANIZADOL=0.90MØ6\" CON RUANA","UN","ACCESORIOS HIDROSANITARIOS",null,"0,00 %","0,00"]
[100586,"Niple HG ½\" l=0.15m **","UN","ACCESORIOS HIDROSANITARIOS","860061089 - IDRD - PROYECCIÓN","19,00 %","$ 3.474,00","2023-03-21"]
[100587,"Niple HG ½\" l=0.1m **","UN","ACCESORIOS HIDROSANITARIOS","860061089 - IDRD - PROYECCIÓN","19,00 %","$ 3.152,00","2023-03-21"]
[101826,"Niple HG 1\"X 5 CM","UN","ACCESORIOS HIDROSANITARIOS","555555555555 - IDRD - MEDIANA DE COTIZACIONES","19,00 %","$ 3.207,00","2023-03-21"]
[101839,"Niple HG 1\"X0.20m**","UN","ACCESORIOS HIDROSANITARIOS",null,"0,00 %","0,00"]
[100522,"Niple HG 2 ½\" l=0.15m **","UN","ACCESORIOS HIDROSANITARIOS","860061089 - IDRD - PROYECCIÓN","19,00 %","$ 24.079,00","2023-03-21"]
[102819,"Niple HG 3/4\"L=0.1m **","UN","ACCESORIOS HIDROSANITARIOS",null,"0,00 %","0,00"]
[104412,"Niple HG 3/4\"x6\"","UN","INST. HIDRAUL/SANIT. Y LAMINAS",null,"0,00 %","0,00"]
[101842,"Niple HG 3/4\"X8\" **","UN","ACCESORIOS HIDROSANITARIOS",null,"0,00 %","0,00"]
[106212,"Niple Pasamuro Acero Galvaniz- Ø6”Roscad(1m)Cal.40","UN","RED CONTRA INCENDIO",null,"0,00 %","0,00"]
[107053,"NIPLE PASAMURO ACERO INOX. 2\" L=0,60 MTS","UN","INST. HIDRAUL/SANIT. Y LAMINAS",null,"0,00 %","0,00"]
[107054,"NIPLE PASAMURO ACERO INOX. 4\" L=0,60 MTS","UN","INST. HIDRAUL/SANIT. Y LAMINAS",null,"0,00 %","0,00"]
[106211,"NIPLE PASAMURO ACERO INOXIDABLE  - Ø6” ROSCADO 1ml","UN","RED CONTRA INCENDIO","8956232 - IDRD - MEDIA ARMONICA COTIZACIONES","19,00 %","$ 780.919,00","2019-04-08"]
[106210,"NIPLE PASAMURO ACERO NEGRO -  Ø6” ROSCADO","UN","RED CONTRA INCENDIO",null,"0,00 %","0,00"]
[106209,"NIPLE PASAMURO ACERO NEGRO–Ø2”ROSCADO+RUANA","ML","RED CONTRA INCENDIO",null,"0,00 %","0,00"]
[105527,"NIQUEL","UN","ENSAYOS DE LABORATORIO",null,"0,00 %","0,00"]
[105504,"NITRATOS","UN","ENSAYOS DE LABORATORIO",null,"0,00 %","0,00"]
[105505,"NITRITOS","UN","ENSAYOS DE LABORATORIO",null,"0,00 %","0,00"]
[108482,"NITROGENO","M3","SISTEMAS VENTILACION","89585454444 - CONTRATO CONSULTORIA CDRC 2","19,00 %","$ 16.000,00","2019-09-27"]
[105131,"NITROGENO AMONIACAL Análisis Aguas Superf. Piscina","UN","AGUAS","860061089 - IDRD - PROYECCIÓN","19,00 %","$ 29.568,00","2022-01-28"]
[105503,"NITROGENO TOTAL","UN","ENSAYOS DE LABORATORIO",null,"0,00 %","0,00"]
[104234,"NIVEL (AUTOMATICO)TOPOGRAFIA","MES","EQUIPO ALQUILER Y MAQUINARIA","8956232 - IDRD - MEDIA ARMONICA COTIZACIONES","19,00 %","$ 519.228,00","2022-02-24"]
[511,"NIVEL DE BURBUJA O GOTA DE 12\" - 2 Burbujas","UN","HERRAMIENTA","860061089 - IDRD - PROYECCIÓN","19,00 %","$ 28.404,00","2023-03-28"]
[106594,"NIVELADOR  CON TORNILLO PLANO 3/8","UN","FERRETERIA",null,"0,00 %","0,00"]
[1983,"No 8 GUANTE CAUCHO NEGRO C-35 PROTEX","UN","FERRETERIA Y HERRAMIENTAS",null,"0,00 %","0,00"]
[110005,"NO USAR - CERTIFICACION RETIE Y RETILAP – SISTEMA ILUMINACIÓN ESTADIO EL CAMPIN. ","UN","INST. ELECTRICAS","860061089 - IDRD - PROYECCIÓN","19,00 %","$ 28.908,00","2022-01-29"]
[106795,"NO USAR Juego deslizadero estimulación 0-5 años Ca","UN","MOBILIARIO PARQUES","5898454121 - BALERCO  S.A.S.","19,00 %","$ 0,00","2019-03-08"]
[105816,"NO USAR Juego Muelle Balancin Doble 4-12 años Cap:","UN","MOBILIARIO PARQUES","5898454121 - BALERCO  S.A.S.","19,00 %","$ 0,00","2019-03-14"]
[105807,"NO USAR JuegoTematicoGranEscalaBarco2-12añosCap:50","UN","MOBILIARIO PARQUES","900513667 - AMBIENTE URBANO","19,00 %","$ 0,00","2019-03-08"]
[108987,"NSYS3X4320 Tablero INOX S3X 304L 400 x 300 x 200","UN","APARATOS ELECTRICOS",null,"0,00 %","0,00"]
[100895,"NUCLEOS DE ASFALTO","UN","AGREGADOS CONCRETOS Y MORTEROS","555555555555 - IDRD - MEDIANA DE COTIZACIONES","19,00 %","$ 97.588,00","2019-07-10"]
[107482,"NUMERO PARA PODIUMS Piscina","UN","PISCINAS",null,"0,00 %","0,00"]
[108859,"NVR","UN","MISCELANEA",null,"0,00 %","0,00"]
[101869,"NVR 16 canales POE CDRC Cometas","UN","APARATOS ELECTRICOS","77777777777 - CONTRATO CONSULTORIA CEFE COMETAS","19,00 %","$ 4.278.258,00","2019-07-08"]
[107991,"NVR 16CH NVR4416-16P-4KS2","UN","APARATOS ELECTRICOS",null,"0,00 %","0,00"]
[105654,"NVR 32 CANALES Dahua ref Dhi-nvr 4832-4ks2","UN","MISCELANEA",null,"0,00 %","0,00"]
[105034,"NYLON CRUDO  (N°2)","ML","FERRETERIA","860061089 - IDRD - PROYECCIÓN","19,00 %","$ 257,00","2023-03-22"]
[105983,"ObstáculoParaRiaFosoPistaAtletismo(Sum+Inst)IAAF","UN","INST. HIDRAUL/SANIT. Y LAMINAS",null,"0,00 %","0,00"]
[3643,"OFICIAL  ALBAÑILERÍA GENERAL + PRESTACIONES","HR","SUELDOS Y JORNALES","860.061.099.1 - IDRD","0,00 %","$ 12.491,00","2022-03-03"]
[3778,"OFICIAL ADMON.+ PREST.(IDRD)","MES","SUELDOS Y JORNALES","860.061.099.1 - IDRD","0,00 %","$ 2.997.810,00","2022-05-03"]
[149,"OFICIAL ALBAÑIL GENER.SIN/PREST.   HORA","HR","SUELDOS Y JORNALES","860.061.099.1 - IDRD","0,00 %","$ 9.667,00","2022-12-22"]
[3773,"OFICIAL ALBAÑIL GENER+PREST  HORA","HR","SUELDOS Y JORNALES","860.061.099.1 - IDRD","0,00 %","$ 12.491,00","2022-03-03"]
[3639,"OFICIAL ALBAÑILERIA  ACABADOS SIN/PREST. HRsin sub","HR","SUELDOS Y JORNALES","860.061.099.1 - IDRD","0,00 %","$ 10.150,00","2023-02-07"]
[100761,"OFICIAL ALBAÑILERIA DE ACABADOS + PREST.(IDRD)","JRN","SUELDOS Y JORNALES","860.061.099.1 - IDRD","0,00 %","$ 121.711,00","2022-12-22"]
[102368,"OFICIAL ALBAÑILERIA DE ACABADOS + PREST.(IDRD)","JRN","SUELDOS JORNALES Y CUADRILLAS","860.061.099.1 - IDRD","0,00 %","$ 121.711,00","2022-12-22"]
[2804,"OFICIAL ALBAÑILERIA DE ACABADOS SIN/PREST.","JRN","SUELDOS Y JORNALES","860.061.099.1 - IDRD","0,00 %","$ 81.200,00","2022-12-22"]
[3662,"OFICIAL ALBAÑILERIA GENERAL (JR+PREST-IDRD.)","JRN","SUELDOS JORNALES Y CUADRILLAS","860.061.099.1 - IDRD","0,00 %","$ 115.914,00","2022-12-22"]
[100755,"OFICIAL ALBAÑILERIA GENERAL + PREST. (IDRD)","JRN","SUELDOS Y JORNALES","860.061.099.1 - IDRD","0,00 %","$ 115.914,00","2022-12-22"]
[106633,"OFICIAL ALBAÑILERIA GENERAL + PREST.(IDRD)nocturno","JRN","SUELDOS Y JORNALES","860.061.099.1 - IDRD","0,00 %","$ 156.485,00","2022-12-22"]
[2937,"OFICIAL ALBAÑILERIA GENERAL SIN/PREST.","JRN","SUELDOS Y JORNALES","860.061.099.1 - IDRD","0,00 %","$ 77.333,00","2022-12-22"]
[100807,"OFICIAL CARPINTERIA EN OBRA + PREST.(IDRD)","JRN","SUELDOS Y JORNALES","860.061.099.1 - IDRD","0,00 %","$ 118.813,00","2022-12-22"]
[3169,"OFICIAL CARPINTERIA EN OBRA SIN/PREST.","JRN","SUELDOS Y JORNALES","860.061.099.1 - IDRD","0,00 %","$ 79.267,00","2022-12-22"]
[104573,"OFICIAL CARPINTERIA MADERA TALL.+PREST.(IDRD)","JRN","SUELDOS Y JORNALES","860.061.099.1 - IDRD","0,00 %","$ 133.302,00","2022-12-22"]
[100805,"OFICIAL CARPINTERIA METALICA TALL.+PREST.(IDRD)","JRN","SUELDOS Y JORNALES","860.061.099.1 - IDRD","0,00 %","$ 133.302,00","2022-12-22"]
[3788,"OFICIAL CARPINTERIA METALICA TALLER SIN/PREST.","JRN","SUELDOS Y JORNALES","860.061.099.1 - IDRD","0,00 %","$ 88.933,00","2022-12-22"]
[105925,"OFICIAL ELECTROMECANICA OBRA+PREST","JRN","SUELDOS Y JORNALES","860.061.099.1 - IDRD","0,00 %","$ 133.302,00","2022-12-23"]
[100762,"OFICIAL INST. ELECTRICAS + PREST.(IDRD)","JRN","SUELDOS Y JORNALES","860.061.099.1 - IDRD","0,00 %","$ 121.711,00","2022-12-23"]
[102501,"OFICIAL INST. ELECTRICAS + PREST.(IDRD)","JRN","SUELDOS Y JORNALES","860.061.099.1 - IDRD","0,00 %","$ 121.711,00","2022-12-23"]
[3269,"OFICIAL INST. ELECTRICAS SIN/PREST.","JRN","SUELDOS Y JORNALES","860.061.099.1 - IDRD","0,00 %","$ 81.200,00","2023-02-07"]
[106635,"OFICIAL INST. HIDRAULICAS + PREST.(IDRD).","JRN","SUELDOS Y JORNALES","860.061.099.1 - IDRD","0,00 %","$ 121.711,00","2022-12-23"]
[107395,"OFICIAL INST. MECANICAS + PREST","JRN","SUELDOS Y JORNALES","860.061.099.1 - IDRD","0,00 %","$ 121.711,00","2022-12-23"]
[100763,"OFICIAL INST. SANITARIAS + PREST.(IDRD).","JRN","SUELDOS Y JORNALES","860.061.099.1 - IDRD","0,00 %","$ 121.711,00","2022-12-23"]
[3386,"OFICIAL INST. SANITARIAS SIN/PREST.","JRN","SUELDOS Y JORNALES","860.061.099.1 - IDRD","0,00 %","$ 81.200,00","2022-12-22"]
[100806,"OFICIAL PINTURA + PREST.(IDRD)","JRN","SUELDOS Y JORNALES","860.061.099.1 - IDRD","0,00 %","$ 121.711,00","2022-12-23"]
[3452,"OFICIAL PINTURA SIN/PREST.","JRN","SUELDOS Y JORNALES","860.061.099.1 - IDRD","0,00 %","$ 81.200,00","2022-12-22"]
[1558,"OFICIAL POR ADMON. SIN PREST. (MES).","MES","SUELDOS Y JORNALES","860.061.099.1 - IDRD","0,00 %","$ 1.919.164,00","2022-06-08"]
[104937,"OFICIAL TRABAJOS ALTURA PERF.+PREST.(IDRD)","JRN","SUELDOS Y JORNALES","860.061.099.1 - IDRD","0,00 %","$ 130.404,00","2022-12-23"]
[104150,"Omega 60.3mm 2.3/8X2.44m","UN","MISCELANEA",null,"0,00 %","0,00"]
[103270,"OMEGA CALIBRE 26 L=2.44M","UN","DRYWALL","860061089 - IDRD - PROYECCIÓN","19,00 %","$ 5.095,00","2023-03-27"]
[3644,"OMEGA CALIBRE 26 ROLADO X2.44","UN","DRYWALL","860061089 - IDRD - PROYECCIÓN","19,00 %","$ 6.266,00","2023-03-29"]
[3429,"ORGANIZADOR  AMP HORIZONTAL DE 2U","UN","CABLEADO ESTRUCTURADO",null,"0,00 %","0,00"]
[102791,"ORGANIZADOR  CABLES VERTICAL 0.80X0.80H=7PIES","UN","CABLEADO ESTRUCTURADO","860061089 - IDRD - PROYECCIÓN","19,00 %","$ 64.188,01","2020-01-09"]
[102650,"ORGANIZADOR DE CABLES HORIZ. 0.80X0.80","UN","CABLEADO ESTRUCTURADO","860061089 - IDRD - PROYECCIÓN","19,00 %","$ 55.979,00","2022-01-28"]
[12564,"Organizador ranurado metalico 19\" con dos unidades de Rack","UN","CABLEADO ESTRUCTURADO","555555555555 - IDRD - MEDIANA DE COTIZACIONES","19,00 %","$ 59.900,01","2019-12-17"]
[603,"ORINAL  GRANDE","UN","APARATOS",null,"0,00 %","0,00"]
[604,"ORINAL ARRECIFE  ANTIBACTERIAL PARA FLUX","UN","APARATOS","8956232 - IDRD - MEDIA ARMONICA COTIZACIONES","19,00 %","$ 331.751,00","2023-03-21"]
[105226,"ORINAL ARRECIFE CON GRIFERIA  DE PUSH CORONA O SIM","UN","APARATOS","860061089 - IDRD - PROYECCIÓN","19,00 %","$ 424.105,00","2022-01-28"]
[103511,"Orinal con desague y sifon porcel impor blanco**","UN","GRIFERIAS,APARATOS,ACCESORIOS",null,"0,00 %","0,00"]
[101266,"ORINAL ECOLOGICO (Cerámica Porcelanizad)SinAgua**","UN","APARATOS",null,"0,00 %","0,00"]
[104270,"ORINAL GOTTA CORONA BLANCO","UN","GRIFERIAS,APARATOS,ACCESORIOS","6555555555 - IDRD - MENOR VALOR   DE COTIZACIONES","19,00 %","$ 641.600,00","2019-03-29"]
[103096,"ORINAL GOTTA CRNA CON GV VALV. SENSOR 1.0 **","UN","MISCELANEA","555555555555 - IDRD - MEDIANA DE COTIZACIONES","19,00 %","$ 706.200,00","2019-03-28"]
[9450,"ORINAL INFANTIL   CON GRIFERIA  CORONA","UN","APARATOS",null,"0,00 %","0,00"]
[606,"ORINAL INFANTIL O PETITE  CORONA","UN","APARATOS",null,"0,00 %","0,00"]
[605,"Orinal para colgar Mediano(consumo 3.8 Lpf)","UN","APARATOS","860061089 - IDRD - PROYECCIÓN","19,00 %","$ 266.321,00","2022-01-28"]
[2799,"ORINAL Residencial+Grif Quick            CRNA","UN","APARATOS",null,"0,00 %","0,00"]
[9451,"ORINAL SANTA FE CON GRIFERIA     CORONA","UN","APARATOS",null,"0,00 %","0,00"]
[104293,"ORINAL TIPO SECO PORCELANA","UN","INST. HIDRAUL/SANIT. Y LAMINAS","8956232 - IDRD - MEDIA ARMONICA COTIZACIONES","19,00 %","$ 1.349.716,00","2023-03-21"]
[108734,"OUTLET DE DATOS CDRC","UN","MISCELANEA",null,"0,00 %","0,00"]
[105483,"OVEROL 2 PIEZAS EN DRIL MANGA LARGA","UN","EQUIPO DE SEGURIDAD INDUSTRIAL",null,"0,00 %","0,00"]
[105735,"OVEROL FONTANERO IMPER.CA.25 AMARIL.BOTAPVCPTA ACE","UN","ELEMENTOS DE SEGURIDAD",null,"0,00 %","0,00"]
[105490,"OVEROL FONTANERO IMPERMEABLE","UN","EQUIPO DE SEGURIDAD INDUSTRIAL",null,"0,00 %","0,00"]
[12796,"Overoles desechables","UN","PINTURAS","860061089 - IDRD - PROYECCIÓN","19,00 %","$ 18.430,01","2022-01-31"]
[102468,"OXICLORURO DE COBRE","KG","AGREGADOS CONCRETOS Y MORTEROS",null,"0,00 %","0,00"]
[100819,"Oxicorte (Estruct.Compleja)    **","UN","GRIFERIAS,APARATOS,ACCESORIOS","860061089 - IDRD - PROYECCIÓN","19,00 %","$ 4.370,00","2020-01-13"]
[100053,"Oxicorte (Senc) ML*","ML","GRIFERIAS,APARATOS,ACCESORIOS","860061089 - IDRD - PROYECCIÓN","19,00 %","$ 26.374,01","2023-03-24"]
[105499,"OXIGENO DISUELTO","UN","ENSAYOS DE LABORATORIO",null,"0,00 %","0,00"]
[101552,"OXIGENO INDUSTRIAL AnclajeActivo CEFE COMETAS","KG","GASES/QUIMICOS","77777777777 - CONTRATO CONSULTORIA CEFE COMETAS","19,00 %","$ 11.641,00","2019-04-04"]
[104615,"P-1 aluminio+vidrio lam 4+4mm Col Gim Sur","UN","VENTANERIA",null,"0,00 %","0,00"]
[104379,"PACH PANEL  12 PUERTOS CAT. 6","UN","INST. ELECTRICAS",null,"0,00 %","0,00"]
[103891,"pach panel de 8 puertos categoria 6","UN","MISCELANEA",null,"0,00 %","0,00"]
[12784,"PACHÓMETRO - DETECCIÓN DE ARMADURAS DE ACERO","DD","ENSAYOS DE LABORATORIO","860061089 - IDRD - PROYECCIÓN","19,00 %","$ 74.005,01","2022-02-02"]
[12788,"PACHOMETRO - DETECTOR DE ARMADURAS EN ACERO (POR ELEMENTO)","UN","ENSAYOS DE LABORATORIO","860061089 - IDRD - PROYECCIÓN","19,00 %","$ 125.688,00","2022-01-27"]
[2497,"PALA DRAGA 320H 25 M PLUMA SOBRE ORUGA","HR","EQUIPO ALQUILER Y MAQUINARIA",null,"0,00 %","0,00"]
[9789,"PALA DRAGA NORWEST 3/4 DE YARDA 14 M S/O","HR","EQUIPO ALQUILER Y MAQUINARIA",null,"0,00 %","0,00"]
[106502,"PALA HOYADORA O PALIN SIN MANGO","UN","HERRAMIENTA",null,"0,00 %","0,00"]
[2001,"PALA No.2 P/CUADRADA CON CABO","UN","HERRAMIENTA","860061089 - IDRD - PROYECCIÓN","19,00 %","$ 23.963,01","2022-01-24"]
[2002,"PALA No.2 P/REDONDA  CON CABO","UN","HERRAMIENTA","860061089 - IDRD - PROYECCIÓN","19,00 %","$ 28.593,00","2022-01-24"]
[3806,"PALETA PARE SIGA 30cm","UN","EQUIPO DE SEGURIDAD INDUSTRIAL",null,"0,00 %","0,00"]
[106503,"PALÍN CON CABO DE MADERA","UN","HERRAMIENTA",null,"0,00 %","0,00"]
[102772,"PALÍN HOYADOR COLIMA CON CABO","UN","HERRAMIENTA","860061089 - IDRD - PROYECCIÓN","19,00 %","$ 31.580,01","2022-01-31"]
[100579,"Palma Fenix (h=1.5 mts)","UN","JARDINERIA Y GRAMAS","860061089 - IDRD - PROYECCIÓN","0,00 %","$ 203.950,00","2022-01-31"]
[100790,"PALMA PHOENIX (1-1,5M)","UN","ARBOLES Y PLANTAS","860061089 - IDRD - PROYECCIÓN","0,00 %","$ 154.334,00","2022-01-28"]
[108575,"Palma Robelini/Phoenix Roebellini","UN","JARDINERIA Y GRAMAS","860061089 - IDRD - PROYECCIÓN","0,00 %","$ 126.744,00","2022-01-24"]
[105849,"PALTINA HG 2X1/4\"","ML","ACEROS,HIERROS/MALLAS,CERCHAS",null,"0,00 %","0,00"]
[109184,"PALUSTRE MANGO MADERA 8\"","UN","HERRAMIENTA",null,"0,00 %","0,00"]
[519,"PALUSTRE MANGO PLASTICO DE 5\"","UN","HERRAMIENTA",null,"0,00 %","0,00"]
[513,"PALUSTRE MANGO PLASTICO DE 8\"","UN","HERRAMIENTA","860061089 - IDRD - PROYECCIÓN","19,00 %","$ 13.149,00","2022-01-24"]
[107072,"Panel 19\" 1U capacidad 4 cassettes","UN","APARATOS ELECTRICOS",null,"0,00 %","0,00"]
[107059,"Panel 19\" 3U capacidad 12  cassetes","UN","APARATOS ELECTRICOS",null,"0,00 %","0,00"]
[106352,"Panel Acero H=2.0m ; L=2.50m Alamb. N°6 acero","UN","MOBILIARIO URBANO Y SEÑALIZAC.","860061089 - IDRD - PROYECCIÓN","19,00 %","$ 382.856,00","2022-01-30"]
[107947,"Panel Alarma Incendio Inteligente (UL FM)","UN","APARATOS ELECTRICOS",null,"0,00 %","0,00"]
[105790,"Panel de acero H=1.50mx2.50mAlambre N°6 acero","ML","MOBILIARIO URBANO Y SEÑALIZAC.","860061089 - IDRD - PROYECCIÓN","19,00 %","$ 94.024,01","2022-01-30"]
[108661,"PANEL DE ALARMA DE INCENDIOS","UN","RED CONTRA INCENDIO",null,"0,00 %","0,00"]
[108480,"PANEL DE ALARMA DE INCENDIOS,+TAB+ CONEX+FIJ+IMP","UN","RED CONTRA INCENDIO",null,"0,00 %","0,00"]
[101860,"Panel de detección de incendios CDRC Cometas","UN","RED CONTRA INCENDIO","77777777777 - CONTRATO CONSULTORIA CEFE COMETAS","19,00 %","$ 5.088.232,00","2019-07-08"]
[12638,"Panel de Insercion gm 16 Modulos ","UN","INST. ELECTRICAS","666665454444 - IDRD - MENOR PRECIO DE COTIZACIONES","19,00 %","$ 1.374.450,00","2020-07-14"]
[102151,"PANEL DE INSERCION VACIO 32 MODULOS CDRC Cometas","UN","LAMPARAS","77777777777 - CONTRATO CONSULTORIA CEFE COMETAS","19,00 %","$ 1.022.600,00","2019-07-09"]
[107990,"Panel de intrusión HS2128PCBSPA","UN","APARATOS ELECTRICOS",null,"0,00 %","0,00"]
[107502,"PANEL DE MANOMETROS PISCINA","UN","PISCINAS",null,"0,00 %","0,00"]
[105247,"Panel de salida especial en fibra de vidrio, diame","UN","MOBILIARIO URBANO Y SEÑALIZAC.",null,"0,00 %","0,00"]
[107484,"PANEL DE VIRAJE Piscina","UN","PISCINAS",null,"0,00 %","0,00"]
[107485,"PANEL DE VIRAJE Soporte Piscina","UN","PISCINAS",null,"0,00 %","0,00"]
[101231,"PANEL DIVISIÓN 0.95X0.56M(Sum+Inst.)","UN","PREFABRICADOS",null,"0,00 %","0,00"]
[101232,"PANEL DIVISIÓN 0.95X0.84M(Sum+Inst.)","UN","PREFABRICADOS",null,"0,00 %","0,00"]
[101223,"PANEL DIVISIÓN 1.35X0.56M(Sum+Inst.)","UN","PREFABRICADOS",null,"0,00 %","0,00"]
[101224,"PANEL DIVISIÓN 1.35X0.84M(Sum+Inst.)","UN","PREFABRICADOS",null,"0,00 %","0,00"]
[101182,"PANEL EN TRIPLEX ESTRUCTURAL 14MM(Sum+Inst.)","M2","PREFABRICADOS",null,"0,00 %","0,00"]
[1085,"PANEL ENTREPISOO CUBIERTA M/H FIBRIT","M2","PREFABRICADOS",null,"0,00 %","0,00"]
[106191,"Panel Led (60x60) 45W-6K (100-277v) Sobreponer","UN","LAMPARAS","860061089 - IDRD - PROYECCIÓN","19,00 %","$ 121.398,00","2022-02-09"]
[106192,"Panel Led (60x60) 45W-6K (100-277v) Sobreponer usar CIO106191","UN","LAMPARAS",null,"0,00 %","0,00"]
[105889,"Panel LED 18 W DE INCRUSTAR CUADRADO O REDON","UN","INST. ELECTRICAS","860061089 - IDRD - PROYECCIÓN","19,00 %","$ 21.496,01","2022-01-28"]
[105890,"Panel LED 18W de sobreponer CUADRADO-REDONDO","UN","INST. ELECTRICAS","860061089 - IDRD - PROYECCIÓN","19,00 %","$ 18.619,00","2022-01-28"]
[105892,"Panel LED de 12 W de incrusta cuadrado o redon","UN","LAMPARAS","860061089 - IDRD - PROYECCIÓN","19,00 %","$ 11.570,00","2022-02-09"]
[105891,"Panel LED DE 12 W SOBREPONER REDONDO-CUADRADO","UN","MISCELANEA","860061089 - IDRD - PROYECCIÓN","19,00 %","$ 17.110,00","2022-02-09"]
[102506,"PANEL LED DE INCRUSTAR CUADRADO 24W","UN","LAMPARAS","860061089 - IDRD - PROYECCIÓN","19,00 %","$ 27.120,00","2022-02-09"]
[102507,"PANEL LED DE INCRUSTAR CUADRADO 3W","UN","LAMPARAS","860061089 - IDRD - PROYECCIÓN","19,00 %","$ 5.228,00","2022-02-09"]
[102509,"PANEL LED DE INCRUSTAR CUADRADO 6W","UN","LAMPARAS","860061089 - IDRD - PROYECCIÓN","19,00 %","$ 6.591,01","2022-02-09"]
[102511,"PANEL LED DE INCRUSTAR CUADRADO 9W","UN","LAMPARAS","860061089 - IDRD - PROYECCIÓN","19,00 %","$ 10.034,00","2022-02-09"]
[102520,"PANEL LED DE INCRUSTAR REDONDO 24W","UN","LAMPARAS","860061089 - IDRD - PROYECCIÓN","19,00 %","$ 29.959,00","2022-02-09"]
[102570,"PANEL LED DE INCRUSTAR REDONDO 6W","UN","LAMPARAS","860061089 - IDRD - PROYECCIÓN","19,00 %","$ 6.997,00","2022-02-09"]
[102624,"PANEL LED DE INCRUSTAR REDONDO 9W","UN","LAMPARAS","860061089 - IDRD - PROYECCIÓN","19,00 %","$ 7.387,00","2022-02-09"]
[102648,"PANEL LED DE INCRUSTAR Y REDONDA 3W","UN","LAMPARAS","860061089 - IDRD - PROYECCIÓN","19,00 %","$ 5.410,00","2022-02-09"]
[102655,"PANEL LED DE SOBREPONER CUADRADO 24W","UN","LAMPARAS","860061089 - IDRD - PROYECCIÓN","19,00 %","$ 20.474,00","2022-02-09"]
[102682,"PANEL LED DE SOBREPONER CUADRADO 3W","UN","LAMPARAS","562221312 - IDRD - VALOR CIO AJUSTADO","19,00 %","$ 20.742,00","2020-11-06"]
[102709,"PANEL LED DE SOBREPONER CUADRADO 6W","UN","LAMPARAS","860061089 - IDRD - PROYECCIÓN","19,00 %","$ 11.312,00","2022-02-09"]
[102737,"PANEL LED DE SOBREPONER REDONDO 12W","UN","LAMPARAS","860061089 - IDRD - PROYECCIÓN","19,00 %","$ 13.029,00","2022-02-09"]
[102748,"PANEL LED DE SOBREPONER REDONDO 18W","UN","LAMPARAS","860061089 - IDRD - PROYECCIÓN","19,00 %","$ 17.259,00","2022-02-09"]
[102752,"PANEL LED DE SOBREPONER REDONDO 6W","UN","LAMPARAS","860061089 - IDRD - PROYECCIÓN","19,00 %","$ 10.635,01","2022-02-09"]
[12721,"PANEL LED RD 12W DL UNV SYLVANIA","UN","LAMPARAS","555555555555 - IDRD - MEDIANA DE COTIZACIONES","19,00 %","$ 22.320,00","2020-11-05"]
[12726,"PANEL LED RD 18W DL UNV SYLVANIA ","UN","LAMPARAS","6555555555 - IDRD - MENOR VALOR   DE COTIZACIONES","19,00 %","$ 25.774,21","2020-11-06"]
[12729,"PANEL LED RD 24W DL MV SP SYLVANIA","UN","LAMPARAS","6555555555 - IDRD - MENOR VALOR   DE COTIZACIONES","19,00 %","$ 22.777,79","2020-11-06"]
[12727,"PANEL LED RD 24W DL UNV SYLVANIA","UN","LAMPARAS","6555555555 - IDRD - MENOR VALOR   DE COTIZACIONES","19,00 %","$ 39.528,23","2020-11-06"]
[102753,"PANEL LED SOBREPONER 30X120 45W BLANCA","UN","LAMPARAS","860061089 - IDRD - PROYECCIÓN","19,00 %","$ 91.644,01","2022-02-09"]
[102171,"Panel Viraje Acero Inox. + Rejilla Plastica (incluye Soporte) CEFECometas","UN","PISCINAS","77777777777 - CONTRATO CONSULTORIA CEFE COMETAS","19,00 %","$ 4.269.000,00","2019-07-11"]
[107191,"Paneles conmutación TABLERO CONTROL XP-16","UN","LAMPARAS",null,"0,00 %","0,00"]
[107192,"Paneles conmutación TABLERO CONTROL XP-20","UN","LAMPARAS",null,"0,00 %","0,00"]
[107241,"Paneles en madera tipo acustico ref. slit SUM+INST","M2","ENCHAPES,PISOS,ALFOMBRAS,PAPEL",null,"0,00 %","0,00"]
[101560,"PANELEX - EXTERIORES F-60  ACABADO MATE CRDC","M2","CIELO RASOS","860061089 - IDRD - PROYECCIÓN","19,00 %","$ 818.426,00","2023-03-29"]
[101568,"Panelex - exteriores f-60 una cara acabado mate roble lineal 1467 CEFE COMETAS","M2","Enchapes","77777777777 - CONTRATO CONSULTORIA CEFE COMETAS","19,00 %","$ 529.079,00","2019-09-20"]
[107987,"Panorámica + PTZ  DH-PSD81602-A360","UN","APARATOS ELECTRICOS",null,"0,00 %","0,00"]
[107864,"PANTORRILLA SENTADO (Seated Calf)","UN","MOBILIARIO URBANO Y SEÑALIZAC.",null,"0,00 %","0,00"]
[108813,"Pañete Liso 1:5 muros impermeabilizado e:1.5 cm","M2","MISCELANEA",null,"0,00 %","0,00"]
[108816,"Pañetes Sobre Muros Insumo Global","GL","MISCELANEA",null,"0,00 %","0,00"]
[105537,"PAÑOS DESENGRASANTES PAQ. x 100 UNDS","UN","FERRETERIA",null,"0,00 %","0,00"]
[437,"PAPEL COLGADURA CINTIA ROLLO 5 M²","M2","ENCHAPES,PISOS,ALFOMBRAS,PAPEL",null,"0,00 %","0,00"]
[103091,"Papelera Acero Inox. con tapaH=28cm;D=19cm","UN","ACCESORIOS",null,"0,00 %","0,00"]
[607,"PAPELERA ASTRO   CRNA","UN","ACCESORIOS",null,"0,00 %","0,00"]
[104918,"Papelera de acero con pedal (5 Litros) Aeluxx","UN","GRIFERIAS,APARATOS,ACCESORIOS",null,"0,00 %","0,00"]
[104300,"Papelera Metal.Cromada multiusos. 5 lts - Essenza","UN","GRIFERIAS,APARATOS,ACCESORIOS",null,"0,00 %","0,00"]
[107314,"papelera metalica acero inoxidable ref. 706630001","UN","GRIFERIAS,APARATOS,ACCESORIOS",null,"0,00 %","0,00"]
[103013,"PAPELERIA (RESMA)","UN","HERRAMIENTA",null,"0,00 %","0,00"]
[104338,"Papiro (1,1m)","UN","ARBOLES Y PLANTAS","860061089 - IDRD - PROYECCIÓN","0,00 %","$ 10.690,00","2022-01-28"]
[105077,"PAPIRO COMÚN  PARA JARDIN","UN","JARDINERIA Y GRAMAS","860061089 - IDRD - PROYECCIÓN","0,00 %","$ 9.981,00","2022-01-31"]
[3921,"PARADERO M-10 (Sumin+Transp+Inst-Sin exc-Sin Conc)","UN","OTROS PREFABRICADOS",null,"0,00 %","0,00"]
[101050,"PARADERO M-10 (Suministro+Instalac.)","UN","OTROS PREFABRICADOS",null,"0,00 %","0,00"]
[103051,"PARAL 89MM 3X1/2\" LONG 2.44M CAL 20","UN","MISCELANEA",null,"0,00 %","0,00"]
[104081,"PARAL BASE 6 CAL.24","ML","DRYWALL","860061089 - IDRD - PROYECCIÓN","19,00 %","$ 6.925,00","2022-02-01"]
[104078,"PARAL BASE 9 CAL.26","ML","DRYWALL",null,"0,00 %","0,00"]
[104079,"PARAL BASE 9 CAL.26","ML","DRYWALL",null,"0,00 %","0,00"]
[104080,"PARAL BASE 9 X 3.05  CAL.24","UN","DRYWALL","860061089 - IDRD - PROYECCIÓN","19,00 %","$ 26.563,00","2023-03-28"]
[101284,"PARAL EN MADERA ORDINARIO 3M","ML","EQUIPO ALQUILER Y MAQUINARIA",null,"0,00 %","0,00"]
[109190,"Paral Rodado y Grafilado Base 9 Cal.24 (2.44m)","UN","DRYWALL","860061089 - IDRD - PROYECCIÓN","19,00 %","$ 18.818,01","2023-03-30"]
[102880,"Paral Rodado y Grafilado Base8Cal.24(2.44m)***NO USAR","UN","DRYWALL","66665555555 - IDRD - MEDIA ARITMETICA DE COTIZACIONES","19,00 %","$ 9.043,00","2022-06-07"]
[950,"PARAL TELESCOPICO CORTO (UN)","DD","EQUIPO ALQUILER Y MAQUINARIA","860061089 - IDRD - PROYECCIÓN","19,00 %","$ 225,01","2023-03-24"]
[104279,"PARAL TELESCOPICO LARGO (UN) 3.00ML A 5.00 ML","DD","EQUIPO ALQUILER Y MAQUINARIA","860061089 - IDRD - PROYECCIÓN","19,00 %","$ 123,00","2020-01-13"]
[104531,"PARAL VERTICAL DE(3,5/8\") L=3.00M CAL.26","UN","CIELO RASOS",null,"0,00 %","0,00"]
[394,"PARALES - MES","UN","EQUIPO ALQUILER Y MAQUINARIA","860061089 - IDRD - PROYECCIÓN","19,00 %","$ 4.712,00","2023-03-28"]
[393,"PARALES - SEMANA (2 - 3.5m)","UN","EQUIPO ALQUILER Y MAQUINARIA","860061089 - IDRD - PROYECCIÓN","19,00 %","$ 1.127,00","2022-01-24"]
[103585,"PARALES ALUMINIOS PARA MARCOS **NO USAR**","UN","MISCELANEA","860061089 - IDRD - PROYECCIÓN","19,00 %","$ 27.686,00","2022-06-07"]
[101774,"PARALES CANCHA DE TENIS(Sum+Inst)**","PAR","PREFABRICADOS METALICOS",null,"0,00 %","0,00"]
[105899,"ParalPlatAcerInox3 1/2\"x 1/2\"Ref.PlatInox2\"x1/8\"","UN","CARPINTERIA METALICA",null,"0,00 %","0,00"]
[184,"PARAMETRIZACION ELECTRONICA","UN","TARIFAS Y SERVICIOS",null,"0,00 %","0,00"]
[104106,"PARARAYOS DE 5 PUNTAS FARADAY","UN","INST. ELECTRICAS",null,"0,00 %","0,00"]
[2466,"PARARRAYOS  140 M. DE RADIO IONOSTAR","UN","VARIOS",null,"0,00 %","0,00"]
[3730,"PARARRAYOS  FRANKLIN   JUPITER","UN","VARIOS",null,"0,00 %","0,00"]
[105065,"PARARRAYOS  TIPO FRANKLIN","UN","APARATOS ELECTRICOS",null,"0,00 %","0,00"]
[101698,"Pararrayos 12 KV 100 A","UN","CONCRETOS","860061089 - IDRD - PROYECCIÓN","19,00 %","$ 125.271,00","2023-03-29"]
[103754,"PARASOL","UN","MISCELANEA",null,"0,00 %","0,00"]
[1317,"PARED BELLOPISO CRISTY CORAL 20 x 25  ITALIA 2DA","M2","Pisos",null,"0,00 %","0,00"]
[10734,"PARED JAYA PLANA BLANCO 25 X 43","M2","ENCHAPES,PISOS,ALFOMBRAS,PAPEL","8956232 - IDRD - MEDIA ARMONICA COTIZACIONES","19,00 %","$ 27.250,00","2022-07-18"]
[103093,"PARED MOSAICO CRISTAL ROJO CRNA **","M2","MISCELANEA",null,"0,00 %","0,00"]
[103092,"PARED OTUN BLANCO MATE CRNA FORM:30X60CM**","M2","MISCELANEA",null,"0,00 %","0,00"]
[935,"PARKET GRANADILLO","M2","PISOS  Y GUARDAESCOBAS",null,"0,00 %","0,00"]
[934,"PARKET GUAYACAN INSTALADO","M2","PISOS  Y GUARDAESCOBAS",null,"0,00 %","0,00"]
[936,"PARKET ZAPAN  INSTALADO","M2","PISOS  Y GUARDAESCOBAS",null,"0,00 %","0,00"]
[108664,"Parlante de sobreponer EVID S4.2T","UN","MISCELANEA",null,"0,00 %","0,00"]
[108666,"Parlante de sobreponer EVID S8.2T","UN","MISCELANEA","6555555555 - IDRD - MENOR VALOR   DE COTIZACIONES","19,00 %","$ 1.942.803,00","2020-12-24"]
[106610,"PARLANTE DE TECHO DE 6 W, 5” TRANSFORMADOR-LINEA","UN","INST. ELECTRICAS",null,"0,00 %","0,00"]
[105272,"PARQUE EN MADERA(Escale+Roda.Fibra+Colump.2 puest)","UN","MOBILIARIO PARQUES",null,"0,00 %","0,00"]
[12903,"Parques infantiles Ecológicos 4 Torres (sum+inst)","UN","MOBILIARIO PARQUES","860061089 - IDRD - PROYECCIÓN","19,00 %","$ 47.904.900,00","2023-03-30"]
[107794,"PARRILLA COMBIGRILL 1/1","UN","EQUIPOS PARA COCINA",null,"0,00 %","0,00"]
[107793,"PARRILLA PARA ASADOS EN ACERO INOXIDABLE.","UN","EQUIPOS PARA COCINA",null,"0,00 %","0,00"]
[107480,"PARTIDOR DE SALIDA piscina","UN","PISCINAS",null,"0,00 %","0,00"]
[106357,"PARTIDOR PISTAsupercross8m y challenger 5m Sum+ins","UN","MOBILIARIO PARQUES",null,"0,00 %","0,00"]
[102081,"PARTIDOR SALIDA A.I PLATAFORMA CEFE COMETAS","UN","EQUIPOS ESPECIALES","77777777777 - CONTRATO CONSULTORIA CEFE COMETAS","19,00 %","$ 4.500.000,01","2019-07-05"]
[100841,"PASADOR NEGRO  DE 2\"   (5CM)","UN","MISCELANEA","860061089 - IDRD - PROYECCIÓN","19,00 %","$ 2.560,00","2023-03-29"]
[103513,"PASADOR PORTACANDADO  L=25CM;Varilla 5/8\"","UN","CERRADURAS Y HERRAJES","860061089 - IDRD - PROYECCIÓN","19,00 %","$ 37.550,00","2023-03-28"]
[106504,"PASADOR PUERTA DE BAÑO SATINADO 2\"","UN","FERRETERIA","860061089 - IDRD - PROYECCIÓN","19,00 %","$ 8.978,00","2022-01-29"]
[107304,"Pasamanos  Vidrio templadoH=1.0m CRD(S/Esp.Te","ML","CARPINTERIA METALICA",null,"0,00 %","0,00"]
[102641,"Pasamanos Angulado (sum.) **","UN","PREFABRICADOS CONCRETO","860061089 - IDRD - PROYECCIÓN","19,00 %","$ 1.090.198,00","2023-03-24"]
[1096,"PASAMANOS ANOLOK X 6M","ML","PASAMANOS",null,"0,00 %","0,00"]
[1222,"PASAMANOS BLANCO MATE","ML","PASAMANOS",null,"0,00 %","0,00"]
[107017,"Pasamanos Tipo 1 Rectos o InclinadosCRD(S/Esp.Tecn","ML","CARPINTERIA METALICA","47874222222 - CONTRATO CONSULTORIA CDRC 1","19,00 %","$ 338.981,00","2019-09-09"]
[107028,"Pasamanos Tipo 2 Rectos o InclinadosCRD(S/Esp.Tecn","ML","CARPINTERIA METALICA",null,"0,00 %","0,00"]
[107030,"Pasamanos Tipo 3Anclados a murosCRD(S/Esp.Tecn","ML","CARPINTERIA METALICA",null,"0,00 %","0,00"]
[107039,"Pasamanos Tipo 4 Recto Platina H=0.90CRD(S/Esp.Tec","ML","CARPINTERIA METALICA",null,"0,00 %","0,00"]
[107040,"Pasamanos Tipo 4A Recto Platina H=0.90CRD(S/Esp.Te","ML","CARPINTERIA METALICA",null,"0,00 %","0,00"]
[107035,"Pasamanos Tipo 7 Rectos o inclinadoCRD(S/Esp.Tecn","ML","CARPINTERIA METALICA",null,"0,00 %","0,00"]
[107033,"Pasamanos Tipo5Doble Tubo Acero CRD(S/Esp.Tecn","ML","CARPINTERIA METALICA",null,"0,00 %","0,00"]
[108477,"PasamanosAncladoPlatinasMetalH=1.10 - 0.90mS/Espec","ML","CARPINTERIA METALICA",null,"0,00 %","0,00"]
[108481,"PasamanosBancasPlatinasMetal2\"x5/16\"H=0.45mS/Espec","ML","CARPINTERIA METALICA",null,"0,00 %","0,00"]
[108484,"PasamanosDobleTubularInoxØ2\"H=0.90 - 0.70m S/Espec","ML","CARPINTERIA METALICA","89585454444 - CONTRATO CONSULTORIA CDRC 2","19,00 %","$ 195.397,00","2019-09-26"]
[108474,"PasamanosEscaleraPlatinasMetalicasH=1mS/Especifica","ML","CARPINTERIA METALICA",null,"0,00 %","0,00"]
[108473,"PasamanosRecto/InclinadoPlatinaTubularH=1mS/Especi","ML","CARPINTERIA METALICA",null,"0,00 %","0,00"]
[108478,"PasamanosVidrioTempladoRemateSupInoxH=0.90mS/Espec","ML","CARPINTERIA METALICA",null,"0,00 %","0,00"]
[107631,"PASAMURO TIPO 1ø1 Acero Inox roscado+ruana Piscina","UN","PISCINAS",null,"0,00 %","0,00"]
[107632,"PASAMURO TIPO 1ø2 Acero Inox roscado+ruana Piscina","UN","PISCINAS",null,"0,00 %","0,00"]
[107634,"PASAMURO TIPO 1ø4 Acero Inox roscado+ruana Piscina","UN","PISCINAS",null,"0,00 %","0,00"]
[107636,"PASAMURO TIPO 1ø6 Acero Inox roscado+ruana Piscina","UN","PISCINAS",null,"0,00 %","0,00"]
[107658,"PASAMURO TIPO 2ø10\" Acero Inox bridado+ruana Pisci","UN","PISCINAS",null,"0,00 %","0,00"]
[107645,"PASAMURO TIPO 2ø6 Acero Inox bridado+ruana Piscina","UN","PISCINAS",null,"0,00 %","0,00"]
[107648,"PASAMURO TIPO 2ø8 Acero Inox bridado+ruana Piscina","UN","PISCINAS",null,"0,00 %","0,00"]
[107732,"PASAMURO TIPO 3 de ø 6\" acero inoxidable 304","UN","TUBERIA",null,"0,00 %","0,00"]
[107661,"PASAMURO TIPO 3ø8 Acero Inox bridado1+ruana Piscin","UN","PISCINAS",null,"0,00 %","0,00"]
[108458,"PASAMURO TIPO 4 DE ø 6\"","UN","PISCINAS",null,"0,00 %","0,00"]
[107663,"PASAMURO TIPO 4ø8 Acero Inox brid liso+ruana Pisci","UN","PISCINAS",null,"0,00 %","0,00"]
[102166,"Pasamuros Acero Inox. Rosca Hembra 1 1/2 CEFE Come","UN","PISCINAS","77777777777 - CONTRATO CONSULTORIA CEFE COMETAS","19,00 %","$ 34.483,00","2019-07-10"]
[10670,"PASIFLORA TRIPARTITA (CURUBA)","UN","FACHADAS","860061089 - IDRD - PROYECCIÓN","19,00 %","$ 4.925,01","2023-03-29"]
[12771,"PASO / PELDAÑO PLASTICO AMARILLO ESCALERA GATO","UN","PREFABRICADOS",null,"0,00 %","0,00"]
[323,"PASO 30 cm x 3 mm","ML","ENCHAPES,PISOS,ALFOMBRAS,PAPEL",null,"0,00 %","0,00"]
[2801,"PASO ESCALERA   FIBRIT","UN","CONCRETOS",null,"0,00 %","0,00"]
[12749,"PASO PLÁSTICO EN POLIPROPILENO DE 30X40X3,5 CM ","UN","PREFABRICADOS","6555555555 - IDRD - MENOR VALOR   DE COTIZACIONES","19,00 %","$ 60.690,00","2020-11-27"]
[101884,"PasoEmbebidoPRFV NormalizadoPiscinaCRDC-COMETAS","UN","PISCINAS","77777777777 - CONTRATO CONSULTORIA CEFE COMETAS","19,00 %","$ 100.000,00","2019-04-23"]
[106450,"PasoEscalera JuegoInf.L=1.05mTubGalv.11/4\" e=2.5mm","UN","MOBILIARIO PARQUES",null,"0,00 %","0,00"]
[12706,"PASOS EN POLIPROPILENO PARA POZO DE INSPECCION 30X40X12","UN","PREFABRICADOS","666665454444 - IDRD - MENOR PRECIO DE COTIZACIONES","19,00 %","$ 72.590,00","2020-10-07"]
[102394,"PASTA  ACRILICA","??","PINTURAS",null,"0,00 %","0,00"]
[1057,"PASTA PARA PULIR BLANCA PHILAAC 7001","GLN","PINTURAS",null,"0,00 %","0,00"]
[1058,"PASTA PULIDORA B. PINTUCO 120025","GLN","PINTURAS",null,"0,00 %","0,00"]
[1840,"PASTA PULIDORA ICO (Estuco)","GLN","PINTURAS",null,"0,00 %","0,00"]
[107791,"PASTILLAS CARE CONTROL RATIONAL","UN","EQUIPOS PARA COCINA",null,"0,00 %","0,00"]
[107792,"PASTILLAS DE DETERGENTE RATIONAL","UN","EQUIPOS PARA COCINA",null,"0,00 %","0,00"]
[3634,"PASTO KIKUYO","M2","MOBILIARIO URBANO Y SEÑALIZAC.","860061089 - IDRD - PROYECCIÓN","0,00 %","$ 7.555,00","2022-01-24"]
[100591,"PASTO KIKUYO (cantidad < 100 M2) **","M2","JARDINERIA Y GRAMAS","860061089 - IDRD - PROYECCIÓN","0,00 %","$ 6.337,00","2022-01-31"]
[104858,"PASTO KIKUYO (cantidad >600 M2 <1000M2)","M2","JARDINERIA Y GRAMAS","860061089 - IDRD - PROYECCIÓN","0,00 %","$ 5.710,00","2022-01-30"]
[100740,"PASTO KIKUYO(cant >100 M2<300 M2)+Transp(cespedon)","M2","JARDINERIA Y GRAMAS","860061089 - IDRD - PROYECCIÓN","19,00 %","$ 8.877,00","2023-03-24"]
[103740,"PATAS BANCA  M-30 (UN)","UN","MOBILIARIO URBANO Y SEÑALIZAC.","860061089 - IDRD - PROYECCIÓN","19,00 %","$ 96.135,01","2023-03-29"]
[103032,"Patas caneca M-120 **","UN","MOBILIARIO URBANO Y SEÑALIZAC.","860061089 - IDRD - PROYECCIÓN","19,00 %","$ 99.047,00","2023-03-29"]
[3430,"PATCH CORD  AMP CAT 5E 5FTGRIS","UN","CABLEADO ESTRUCTURADO",null,"0,00 %","0,00"]
[3431,"PATCH CORD  AMP QUANTUM (CAT6)","UN","CABLEADO ESTRUCTURADO",null,"0,00 %","0,00"]
[103611,"PATCH CORD  AMP QUANTUM (CAT6)","UN","CABLEADO ESTRUCTURADO",null,"0,00 %","0,00"]
[102305,"Patch cord  en cable UTP 4 pares 1,5 m  Cat 6","UN","CABLEADO ESTRUCTURADO",null,"0,00 %","0,00"]
[103892,"patch cord 1.50 m catergoría 6","UN","MISCELANEA",null,"0,00 %","0,00"]
[102939,"PATCH CORD CAT 6  3 MT (10 Feet)***","UN","CABLEADO ESTRUCTURADO","860061089 - IDRD - PROYECCIÓN","19,00 %","$ 13.836,00","2022-01-28"]
[102938,"PATCH CORD CAT 6 1 MT (3 Feet) con apantallamiento utp y clasificación lszh","UN","CABLEADO ESTRUCTURADO","860061089 - IDRD - PROYECCIÓN","19,00 %","$ 17.597,01","2022-01-28"]
[107052,"Patch cord de 1,5 M categoría 6A blindado con identificador en ambos terminales.","UN","CABLES","555555555555 - IDRD - MEDIANA DE COTIZACIONES","19,00 %","$ 26.680,00","2019-12-17"]
[12565,"Patch cord de 2,0 M categoría 6A blindadocon identificador en ambos terminales","UN","CABLEADO ESTRUCTURADO","860061089 - IDRD - PROYECCIÓN","19,00 %","$ 18.135,01","2022-01-28"]
[3451,"PATCH CORD FIBRA AMP MTRJ-SC MM","UN","CABLEADO ESTRUCTURADO",null,"0,00 %","0,00"]
[3450,"PATCH CORD FIBRA AMP SC-ST MM","UN","CABLEADO ESTRUCTURADO",null,"0,00 %","0,00"]
[3448,"PATCH CORD FIBRA AMP ST-ST MM","UN","CABLEADO ESTRUCTURADO",null,"0,00 %","0,00"]
[9817,"PATCH CORD FO MM SC-SC DUPLEX 50.5 /125 2 MT","UN","CABLEADO ESTRUCTURADO",null,"0,00 %","0,00"]
[9815,"PATCH CORD LC A LC XG MULTIMODO 02 MT","UN","CABLEADO ESTRUCTURADO",null,"0,00 %","0,00"]
[9813,"PATCH CORD MT -RJ A LC 50/125 MULTIMODO 02 MT","UN","CABLEADO ESTRUCTURADO",null,"0,00 %","0,00"]
[104033,"PATCH CORD MULTIMODE SC-SC 3","UN","MISCELANEA",null,"0,00 %","0,00"]
[9798,"PATCH CORD SC-SC FO DUPLEX MM 2 MTS","UN","CABLEADO ESTRUCTURADO",null,"0,00 %","0,00"]
[9795,"PATCH CORD ST ALC 62,5 /125 MULTMODO 01 MT","UN","CABLEADO ESTRUCTURADO",null,"0,00 %","0,00"]
[9814,"PATCH CORD ST/ST SIMPLEX MONOMODO SM 06 PIES","UN","CABLEADO ESTRUCTURADO",null,"0,00 %","0,00"]
[107723,"PATCH CORD UTP CATEGORIA 6A 1m","UN","INST. ELECTRICAS",null,"0,00 %","0,00"]
[108986,"PATCH PAN 48 PUERT CAT 6A INC BAND PORT EQU RACK","UN","APARATOS ELECTRICOS",null,"0,00 %","0,00"]
[9792,"PATCH PANEL 24 PTO CAT6","UN","CABLEADO ESTRUCTURADO",null,"0,00 %","0,00"]
[102937,"PATCH PANEL 24 PTOS- CAT5","UN","CABLEADO ESTRUCTURADO",null,"0,00 %","0,00"]
[107725,"PATCH PANEL 24 PUERTOS","UN","INST. ELECTRICAS","860061089 - IDRD - PROYECCIÓN","19,00 %","$ 347.434,01","2022-01-28"]
[9793,"PATCH PANEL 48 PTO CAT6","UN","CABLEADO ESTRUCTURADO","860061089 - IDRD - PROYECCIÓN","19,00 %","$ 597.782,01","2020-01-09"]
[3421,"PATCH PANEL AMP 12 PUERTOS CAT 5E","UN","CABLEADO ESTRUCTURADO",null,"0,00 %","0,00"]
[3424,"PATCH PANEL AMP 24 PUERTOS CAT 5E","UN","CABLEADO ESTRUCTURADO",null,"0,00 %","0,00"]
[3426,"PATCH PANEL AMP 24P QUANTUM (CAT6)","UN","CABLEADO ESTRUCTURADO",null,"0,00 %","0,00"]
[3425,"PATCH PANEL AMP 48 PUERTOS CAT 5E","UN","CABLEADO ESTRUCTURADO",null,"0,00 %","0,00"]
[3427,"PATCH PANEL AMP 48P QUANTUM CAT6","UN","CABLEADO ESTRUCTURADO",null,"0,00 %","0,00"]
[102072,"PATCH PANEL CAT 6 A 24 PUERTOS CEFE COMETAS","UN","APARATOS ELECTRICOS","77777777777 - CONTRATO CONSULTORIA CEFE COMETAS","19,00 %","$ 1.065.746,99","2019-07-05"]
[107055,"Patch panel categoría 6A blindado 24 puestos","UN","APARATOS ELECTRICOS",null,"0,00 %","0,00"]
[103869,"patch panel de 24 puertos categoria 6","UN","MISCELANEA","555555555555 - IDRD - MEDIANA DE COTIZACIONES","19,00 %","$ 300.475,00","2019-12-17"]
[101818,"Patchcord fibra optica 12 hilos LC/LC CDRC Cometas","UN","CABLEADO ESTRUCTURADO","555555555555 - IDRD - MEDIANA DE COTIZACIONES","19,00 %","$ 52.019,01","2019-04-09"]
[107078,"Patchcord Fibra Optica Multimodo 2 M","UN","APARATOS ELECTRICOS",null,"0,00 %","0,00"]
[104730,"PAVISINT SYSTEM e=11cm  (Sum + Inst)","M2","PAVIMENTOS",null,"0,00 %","0,00"]
[109038,"PC ALL IN ONE- 520-22IKU - INTEL Core i3","UN","LAMPARAS",null,"0,00 %","0,00"]
[107057,"PDU 8 salidas 1800W 120V rackeable","UN","APARATOS ELECTRICOS",null,"0,00 %","0,00"]
[107852,"PECHO SENTADO ISOLATERAL","UN","MOBILIARIO URBANO Y SEÑALIZAC.",null,"0,00 %","0,00"]
[12529,"PECHO SENTADO ISOLATERAL (CHESS PRESS DE HAMMER STRENGH SELECT) HS-CP - FUERZA","UN","DOTACION GIMNASIOS CEFE EQUIPOS PARA FUERZA","125457845 - FITNESS MARKET","19,00 %","$ 20.711.399,01","2019-10-22"]
[324,"PEGACOR  BLANCO  (25kg)","KG","ENCHAPES,PISOS,ALFOMBRAS,PAPEL","860061089 - IDRD - PROYECCIÓN","19,00 %","$ 1.994,00","2023-03-28"]
[2724,"PEGACOR I-40 GRIS CRNA","KG","ENCHAPES,PISOS,ALFOMBRAS,PAPEL","8956232 - IDRD - MEDIA ARMONICA COTIZACIONES","19,00 %","$ 1.054,99","2019-03-04"]
[90012,"PEGACOR I-40 GRIS CRNA","KG","ENCHAPES,PISOS,ALFOMBRAS,PAPEL",null,"0,00 %","0,00"]
[105062,"PEGACOR MAX-CONSTRUCTOR (BOLSA DE 40KG)","KG","MISCELANEA",null,"0,00 %","0,00"]
[101733,"PEGACOR O PEGANTE  GRIS PARA CERÁMICA (POR 25 KG)","KG","ENCHAPES,PISOS,ALFOMBRAS,PAPEL","8956232 - IDRD - MEDIA ARMONICA COTIZACIONES","19,00 %","$ 1.054,99","2019-03-05"]
[105965,"PEGACOR PARA VIDRIO BLANCO (BOLSA DE 10Kg)","UN","ADITIVOS. MORTEROS",null,"0,00 %","0,00"]
[106973,"PEGAMENTO ESPECIAL HF - BONDING X 1/4 GL","UN","INST. HIDRAUL/SANIT. Y LAMINAS",null,"0,00 %","0,00"]
[100155,"Pegamento para Foil de aluminio o Liencillo **","M2","GRIFERIAS,APARATOS,ACCESORIOS",null,"0,00 %","0,00"]
[1755,"PEGANTE  MADERA PAPEL(secado Rapido)","GLN","PINTURAS","8956232 - IDRD - MEDIA ARMONICA COTIZACIONES","19,00 %","$ 65.134,00","2022-04-06"]
[103621,"PEGANTE ADHESIVO 10","GLN","MISCELANEA","860061089 - IDRD - PROYECCIÓN","19,00 %","$ 82.010,00","2023-03-28"]
[108353,"PEGANTE ARMAFLEX 520-S","GLN","SISTEMAS VENTILACION",null,"0,00 %","0,00"]
[2957,"PEGANTE DE CAUCHO (PL-85)","GLN","IMPERMEABIL.,ADITIVOS,QUIMICOS","860061089 - IDRD - PROYECCIÓN","19,00 %","$ 85.828,00","2022-06-03"]
[665,"PEGANTE DENSO FIBRATEX","GLN","ADITIVOS Y QUIMICOS",null,"0,00 %","0,00"]
[3809,"PEGANTE O SELLANTE Fuerza Media (36gr)","UN","INST. DE GAS",null,"0,00 %","0,00"]
[2472,"PEGANTE P.V.A. PHILAAC","GLN","PINTURAS",null,"0,00 %","0,00"]
[108365,"PEGANTE PARA AEROCOR","GLN","SISTEMAS VENTILACION",null,"0,00 %","0,00"]
[102845,"PEGANTE PARA ALFOMBRA","GLN","IMPERMEABIL.,ADITIVOS,QUIMICOS",null,"0,00 %","0,00"]
[691,"PEGANTE PARA MADERA MADERA","GLN","IMPERMEABIL.,ADITIVOS,QUIMICOS","860061089 - IDRD - PROYECCIÓN","19,00 %","$ 37.242,00","2022-01-31"]
[102945,"PEGANTE PARA PISO CAUCHO CORSARIO/TOPEROL","GLN","IMPERMEABIL.,ADITIVOS,QUIMICOS",null,"0,00 %","0,00"]
[105223,"PEGANTE PARA PISO VINISOL","GLN","Pisos",null,"0,00 %","0,00"]
[104342,"PEGANTE PU MONOCOMPONENTE. para Caucho","KG","MISCELANEA",null,"0,00 %","0,00"]
[103971,"Pegaporcelanato**","KG","ENCHAPES,PISOS,ALFOMBRAS,PAPEL",null,"0,00 %","0,00"]
[105283,"Peinado de gabinetes en centros de. Estadio el cam","UN","EQUIPOS ESPECIALES",null,"0,00 %","0,00"]
[100840,"PEINAZO CAL.18 DE 10,5X4CM","ML","CARPINTERIA METALICA","860061089 - IDRD - PROYECCIÓN","19,00 %","$ 15.649,00","2023-03-29"]
[12878,"PEINAZO DE 10X4 CM X 6M CAL.18 ","ML","CARPINTERIA METALICA","860061089 - IDRD - PROYECCIÓN","19,00 %","$ 19.766,00","2022-01-31"]
[102047,"Pelacables Resorte","UN","HERRAMIENTA","860061089 - IDRD - PROYECCIÓN","19,00 %","$ 14.994,00","2022-01-27"]
[104929,"peldaño en fibra de vidrio","UN","EQUIPO DE SEGURIDAD INDUSTRIAL",null,"0,00 %","0,00"]
[102435,"PELDAÑO EN PLATINA    ¼\"  x 1 ½\"","ML","LAMINAS PLATINAS",null,"0,00 %","0,00"]
[102798,"PELICULA ANTIRAYON ***","M2","PINTURAS","860061089 - IDRD - PROYECCIÓN","19,00 %","$ 60.395,00","2023-03-29"]
[103664,"PELICULA FROSTED (SANDBLASTING) PARA VIDRIO SUMIN","M2","ENCHAPES,PISOS,ALFOMBRAS,PAPEL","860061089 - IDRD - PROYECCIÓN","19,00 %","$ 47.529,00","2022-01-24"]
[103273,"PELICULA TIPO SANDBLASTING PERSIANA 1.0CM","M2","PERFILES Y DIVISIONES",null,"0,00 %","0,00"]
[12741,"PENDON 100 X 100 CM CON OJALES","UN","AVISOS Y VALLAS","8956232 - IDRD - MEDIA ARMONICA COTIZACIONES","19,00 %","$ 19.564,00","2020-11-23"]
[13034,"PENDON COLGAR (TUBOS+CUERDA) - BANNER 13 ONZAS - 100x100cm ","M2","AVISOS Y VALLAS","860061089 - IDRD - PROYECCIÓN","19,00 %","$ 26.394,00","2022-01-28"]
[105856,"PENDON( 6X1.0M) Banner13-Onz.Fullcolor-Ojaletc/1m","UN","MOBILIARIO PARQUES",null,"0,00 %","0,00"]
[102374,"PendonBanner13onz(1.0x1.50m)+dieseñVarillaMet+cuer","UN","AVISOS Y VALLAS","8956232 - IDRD - MEDIA ARMONICA COTIZACIONES","19,00 %","$ 46.006,00","2019-07-18"]
[103768,"PENDONES 0.50X6,00M","UN","MOBILIARIO URBANO Y SEÑALIZAC.","860061089 - IDRD - PROYECCIÓN","19,00 %","$ 116.497,00","2023-03-30"]
[105074,"PENNISETUM  PARA JARDIN","UN","JARDINERIA Y GRAMAS","860061089 - IDRD - PROYECCIÓN","0,00 %","$ 2.602,00","2022-01-31"]
[108573,"Pennisetum Morado/Setaceum Morado","UN","JARDINERIA Y GRAMAS","860061089 - IDRD - PROYECCIÓN","0,00 %","$ 2.112,00","2022-01-31"]
[108574,"Pennisetum Verde/Setaceum Verde","UN","JARDINERIA Y GRAMAS","860061089 - IDRD - PROYECCIÓN","0,00 %","$ 2.112,00","2022-01-31"]
[101141,"PERCHA 2 PUESTOS(Percha+Aisl.+Fijac)AP.","UN","LAMPARAS",null,"0,00 %","0,00"]
[101142,"PERCHA 3 PUESTOS(Percha+Aisl.+Fijac)AP.","UN","LAMPARAS",null,"0,00 %","0,00"]
[103105,"Percha doble metálica cromada **","UN","MISCELANEA","860061089 - IDRD - PROYECCIÓN","19,00 %","$ 31.954,00","2023-03-27"]
[104308,"Percha Sencilla Cromada importada","UN","GRIFERIAS,APARATOS,ACCESORIOS","860061089 - IDRD - PROYECCIÓN","19,00 %","$ 36.532,00","2023-03-28"]
[102264,"PERF.NUEVADIV.MEDIA ALT.COLDR.ELECTGRIS(Sum+Inst)*","ML","PERFILES",null,"0,00 %","0,00"]
[3967,"PERFIL  CANAL ESTRUCT. EN ACERO 3\" 75mm  DIACO","ML","CERCHAS,VIGAS, ANG, PERFILES",null,"0,00 %","0,00"]
[3968,"PERFIL  CANAL ESTRUCT. EN ACERO 4\" 100mm  DIACO","ML","CERCHAS,VIGAS, ANG, PERFILES",null,"0,00 %","0,00"]
[102358,"Perfil  para membranas de Fondo (L=1m, 70un) **","UN","IMPERMEABILIZANTES","860061089 - IDRD - PROYECCIÓN","19,00 %","$ 8.855,00","2023-03-29"]
[104543,"PERFIL  PHR  C -120 X60 - Cal. 18 (1.2 MM.)","ML","CERCHAS,VIGAS, ANG, PERFILES","860061089 - IDRD - PROYECCIÓN","19,00 %","$ 41.359,00","2023-03-31"]
[103224,"PERFIL  PRINCIPAL X 3 66","UN","MISCELANEA",null,"0,00 %","0,00"]
[103226,"PERFIL  SECUNDARIO X 0 61","UN","MISCELANEA",null,"0,00 %","0,00"]
[103225,"PERFIL  SECUNDARIO X 1 22","UN","MISCELANEA",null,"0,00 %","0,00"]
[102411,"PERFIL ABIERTO GALV. 120X60 CAL.16","ML","PERFILES",null,"0,00 %","0,00"]
[100818,"Perfil alma llena  ASTM 36 Estruct. Compleja **","KG","CERCHAS,VIGAS, ANG, PERFILES","860061089 - IDRD - PROYECCIÓN","19,00 %","$ 3.032,00","2020-01-13"]
[100352,"Perfil alma llena  ASTM 36 Sencilla **","KG","CERCHAS,VIGAS, ANG, PERFILES","860061089 - IDRD - PROYECCIÓN","19,00 %","$ 14.986,00","2023-03-31"]
[100051,"Perfil C 13 para soporte de tuberia **","ML","CERCHAS,VIGAS, ANG, PERFILES",null,"0,00 %","0,00"]
[3273,"PERFIL C NEGRO 100X50 M 2.5 MM (Cal.12) 6M (P-10-12-N)","ML","CERCHAS,VIGAS, ANG, PERFILES","860061089 - IDRD - PROYECCIÓN","19,00 %","$ 34.707,00","2022-01-31"]
[1003,"PERFIL CANAL 2x1","ML","PERFILES",null,"0,00 %","0,00"]
[107362,"PERFIL CHANELL 4x2","ML","SISTEMAS VENTILACION","47874222222 - CONTRATO CONSULTORIA CDRC 1","19,00 %","$ 6.499,99","2019-09-27"]
[107204,"PERFIL CHANNEL 2x1","ML","SISTEMAS VENTILACION","47874222222 - CONTRATO CONSULTORIA CDRC 1","19,00 %","$ 5.718,00","2019-07-04"]
[104751,"PERFIL CUADRADO COLDROLLED 1\" CAL.18","ML","ACEROS,HIERROS/MALLAS,CERCHAS",null,"0,00 %","0,00"]
[104789,"PERFIL DE ALMA LLENA ASTM A36","KG","CERCHAS,VIGAS, ANG, PERFILES",null,"0,00 %","0,00"]
[3969,"PERFIL EN ANGULO ESTRUCT. EN ACERO 3\" 80mm  DIACO","ML","CERCHAS,VIGAS, ANG, PERFILES",null,"0,00 %","0,00"]
[3970,"PERFIL EN ANGULO ESTRUCT. EN ACERO 4\" 100mm  DIAC","ML","CERCHAS,VIGAS, ANG, PERFILES",null,"0,00 %","0,00"]
[105177,"PERFIL ESTRUCTIRAL (250X150X6.0MM) A-500;GR-C","KG","ACEROS Y HIERROS",null,"0,00 %","0,00"]
[105175,"PERFIL ESTRUCTIRAL (90X50X2.5MM) A-500;GR-C","KG","ACEROS Y HIERROS",null,"0,00 %","0,00"]
[108116,"PERFIL ESTRUCTURAL 3 1/2\"x2\"x2mm - 6m","UN","CERRAMIENTOS",null,"0,00 %","0,00"]
[49,"PERFIL ESTRUCTURAL C 120 X60 1.2 MM.","ML","CERCHAS,VIGAS, ANG, PERFILES",null,"0,00 %","0,00"]
[7002,"PERFIL ESTRUCTURAL C 120 X60 1.2 MM.","UN","CERCHAS,VIGAS, ANG, PERFILES",null,"0,00 %","0,00"]
[1821,"PERFIL ESTRUCTURAL C 16 Galv. 12x6mts.","ML","CERCHAS,VIGAS, ANG, PERFILES","860061089 - IDRD - PROYECCIÓN","19,00 %","$ 15.435,00","2022-06-08"]
[702,"PERFIL ESTRUCTURAL C 16 Negro 12x6mts. ACESCO","ML","CERCHAS,VIGAS, ANG, PERFILES",null,"0,00 %","0,00"]
[51,"PERFIL ESTRUCTURAL C 18 Galv. 22x8mts.  ACESCO","ML","CERCHAS,VIGAS, ANG, PERFILES",null,"0,00 %","0,00"]
[50,"PERFIL ESTRUCTURAL C18 Galv. 16x6mts.  ACESCO","ML","CERCHAS,VIGAS, ANG, PERFILES",null,"0,00 %","0,00"]
[3949,"PERFIL ESTRUCTURAL Z 14 Galv.160x60 ACESCO","ML","CERCHAS,VIGAS, ANG, PERFILES",null,"0,00 %","0,00"]
[3946,"PERFIL ESTRUCTURAL Z 16 Galv. 16x6mts. ACESCO","ML","CERCHAS,VIGAS, ANG, PERFILES",null,"0,00 %","0,00"]
[3947,"PERFIL ESTRUCTURAL Z 18 Galv. 16x6mts. ACESCO","ML","CERCHAS,VIGAS, ANG, PERFILES",null,"0,00 %","0,00"]
[3948,"PERFIL ESTRUCTURAL Z 18 Galv. 22x8mts. ACESCO","ML","CERCHAS,VIGAS, ANG, PERFILES",null,"0,00 %","0,00"]
[103368,"PERFIL H**","ML","PERFILES",null,"0,00 %","0,00"]
[104208,"PERFIL HR RECTANGULAR 120X60 (e=2.5MM)6M","UN","FERRETERIA Y HERRAMIENTAS","555555555555 - IDRD - MEDIANA DE COTIZACIONES","19,00 %","$ 440.719,00","2023-03-22"]
[104528,"PERFIL OMEGA(60.3MM) L=3.05M CAL.26","UN","ACCESORIOS",null,"0,00 %","0,00"]
[103395,"Perfil para membranas de borde (L=1m, 60un) **","UN","IMPERMEABILIZANTES","860061089 - IDRD - PROYECCIÓN","19,00 %","$ 7.853,00","2023-03-29"]
[108921,"PERFIL PERLIN NEGRO EN C 150x50 PHR CAL.14","ML","CERCHAS,VIGAS, ANG, PERFILES",null,"0,00 %","0,00"]
[104996,"PERFIL PESTAÑA - Impervinil HR","ML","IMPERMEABILIZANTES",null,"0,00 %","0,00"]
[106426,"PERFIL PHR 100X50X1.5 mm","ML","ACEROS Y HIERROS",null,"0,00 %","0,00"]
[104640,"PERFIL PHR C - 305X80X2,5","KG","CERCHAS,VIGAS, ANG, PERFILES","6555555555 - IDRD - MENOR VALOR   DE COTIZACIONES","19,00 %","$ 3.056,00","2019-06-13"]
[12908,"Perfil plástico para cerramiento 8x8x206","UN","CERRAMIENTOS","860061089 - IDRD - PROYECCIÓN","19,00 %","$ 39.429,00","2023-03-30"]
[12909,"Perfil plástico para cerramiento 8x8x245","UN","CERRAMIENTOS","860061089 - IDRD - PROYECCIÓN","19,00 %","$ 50.043,00","2023-03-30"]
[12910,"Perfil plástico para cerramiento 9x9x210","UN","CERRAMIENTOS","860061089 - IDRD - PROYECCIÓN","19,00 %","$ 48.527,00","2023-03-30"]
[12911,"Perfil plástico para cerramiento 9x9x245","UN","CERRAMIENTOS","860061089 - IDRD - PROYECCIÓN","19,00 %","$ 59.142,00","2023-03-30"]
[103592,"PERFIL RECTANGULAR 20X40MM CAL. 18","ML","MISCELANEA",null,"0,00 %","0,00"]
[12860,"PERFIL REMATE U ALUMINIO 8MM x 2.10 M","UN","ACCESORIOS CUBIERTA","860061089 - IDRD - PROYECCIÓN","19,00 %","$ 13.625,00","2022-01-27"]
[103339,"PERFIL REMATE U ALUMINIO 8MMX4.20","UN","MISCELANEA","860061089 - IDRD - PROYECCIÓN","19,00 %","$ 29.868,00","2023-03-28"]
[1985,"PERFIL T   (7/8) 1x1/16","ML","PERFILES","860061089 - IDRD - PROYECCIÓN","19,00 %","$ 1.613,00","2020-06-08"]
[1589,"PERFIL T  3/4x1/16","ML","PERFILES",null,"0,00 %","0,00"]
[103580,"PERFIL TUBULAR   (3/4\"X 3/4\") CAL.18","ML","PERFILES","860061089 - IDRD - PROYECCIÓN","19,00 %","$ 6.864,00","2023-03-28"]
[101008,"PERFIL TUBULAR   (4X8\") cAL.18","ML","PERFILES",null,"0,00 %","0,00"]
[1005,"PERFIL U     ½ x ½\" CRUDO","ML","PERFILES",null,"0,00 %","0,00"]
[102720,"Perfil.Estruct.254x64x19mm;e=2mmPara  Cubiertas.","KG","CERCHAS,VIGAS, ANG, PERFILES",null,"0,00 %","0,00"]
[101493,"PERFILALUMINIO C 2 1/2\" CRUDO","ML","PERFILES",null,"0,00 %","0,00"]
[101492,"PERFILALUMINIO U 1\" CRUDO","ML","PERFILES","860061089 - IDRD - PROYECCIÓN","19,00 %","$ 21.089,00","2023-03-29"]
[9408,"PERFILERIA DE ENSAMBLE AUTOMATICO .60x.60","M2","PERFILERIA",null,"0,00 %","0,00"]
[9407,"PERFILERIA DE ENSAMBLE AUTOMATICO .60x1.20","M2","PERFILERIA",null,"0,00 %","0,00"]
[3901,"PERFILERIA PARA CIELORASO EN DRY WALL","M2","PERFILERIA",null,"0,00 %","0,00"]
[104791,"Perfiles angulares A572 Gr 50 Coliseo Tunal","ML","CUBIERTAS Y ACCESORIOS",null,"0,00 %","0,00"]
[108555,"PerfilEstructuralAcero1 1/2\"x 1 1/2\"x1.5mm6mS/Espe","UN","ACEROS Y HIERROS",null,"0,00 %","0,00"]
[108542,"PerfilEstructuralAcero2\"x2\"x1mm-6mS/Especificación","UN","CARPINTERIA METALICA",null,"0,00 %","0,00"]
[108028,"PerfilEstructuralAcero31/2\"x2\"x2mm (6m)","UN","PERFILES",null,"0,00 %","0,00"]
[108505,"PerfilEstructuralAcero4\"x2\"x2mm - 6m","UN","ACEROS Y HIERROS",null,"0,00 %","0,00"]
[9472,"PERFORACION CON EQUIPO MECANICO SUELOS","ML","PRELIMINARES",null,"0,00 %","0,00"]
[100024,"Perforacion de 3/4 y 3/8\"***","UN","PRELIMINARES",null,"0,00 %","0,00"]
[104845,"Perforacion en diamante de 1\" x 50 cm","UN","PRELIMINARES",null,"0,00 %","0,00"]
[104844,"Perforacion en diamante de 1\" x 70 cm","UN","PRELIMINARES",null,"0,00 %","0,00"]
[104866,"Perforacion en diamante de 7/8\"-3/4\"-5/8\"\" x 50 cm","UN","PRELIMINARES",null,"0,00 %","0,00"]
[104865,"Perforacion en diamante de 7/8\"-3/4\"-5/8\"\" x 70 cm","UN","PRELIMINARES",null,"0,00 %","0,00"]
[103655,"PERFORACION EN ESPEJO Y VIDRIOS","UN","VIDRIOS Y ESPEJOS",null,"0,00 %","0,00"]
[100696,"Perforacion horizontal con barreno helicoidal d=2\"","ML","ACTIVIDADES ESPECIALES",null,"0,00 %","0,00"]
[100019,"Perforacion horizontal con barreno helicoidal d=3\"","ML","ACTIVIDADES ESPECIALES","859858444 - PRIETO Y PRIETO INGENIEROS","19,00 %","$ 146.279,00","2019-04-17"]
[100248,"Perforacion manual Barreno suelos blandos **","ML","PRELIMINARES","555555555555 - IDRD - MEDIANA DE COTIZACIONES","19,00 %","$ 40.258,00","2023-03-22"]
[100681,"Perforacion manual con barreno suelos malos **","ML","PRELIMINARES","860061089 - IDRD - PROYECCIÓN","19,00 %","$ 33.690,01","2022-01-24"]
[100861,"PERFORACION MANUAL SUELOS DUROS","ML","PRELIMINARES","860061089 - IDRD - PROYECCIÓN","19,00 %","$ 149.778,01","2022-03-02"]
[107562,"Perilla de seguridad, mas bisagras para puerta li","UN","APARATOS ELECTRICOS","6555555555 - IDRD - MENOR VALOR   DE COTIZACIONES","19,00 %","$ 471.643,01","2020-12-29"]
[31917,"PERILLO","UN","LAMINAS",null,"0,00 %","0,00"]
[104700,"PERNO (P-100)L=1 PULGADA PARA FIJAC. ELEMENTOS MET","UN","TUBERIA",null,"0,00 %","0,00"]
[4053,"PERNO 1/4 X 3/4 B.V.","UN","APARATOS ELECTRICOS",null,"0,00 %","0,00"]
[104143,"Perno 1/4\" grado 5, L=0.075m **","UN","MISCELANEA",null,"0,00 %","0,00"]
[103005,"PERNO 3/8 X 3/4 \"EXPANSIVO","UN","FERRETERIA","8956232 - IDRD - MEDIA ARMONICA COTIZACIONES","19,00 %","$ 1.512,00","2019-03-14"]
[105076,"PERNO 3/8\"X2\" (GRADO-5)+ARANDELA+TUERCA","UN","MISCELANEA",null,"0,00 %","0,00"]
[740,"PERNO 5/8\"  X 24","UN","FERRETERIA",null,"0,00 %","0,00"]
[106760,"PERNO 5/8\" X 545MM","UN","FERRETERIA","6555555555 - IDRD - MENOR VALOR   DE COTIZACIONES","19,00 %","$ 8.450,00","2019-07-17"]
[101887,"PERNO DE MÁQUINA DE 5/8\" X 18\" CDRC Cometas","UN","APARATOS ELECTRICOS","77777777777 - CONTRATO CONSULTORIA CEFE COMETAS","19,00 %","$ 6.638,71","2019-09-26"]
[102654,"PERNO DE OJO 1/4\"X6 PULGADAS","UN","FERRETERIA","860061089 - IDRD - PROYECCIÓN","19,00 %","$ 4.960,00","2022-01-30"]
[105009,"PERNO DE OJO 5/8\" x 4 \" ABIERTO","UN","FERRETERIA","8956232 - IDRD - MEDIA ARMONICA COTIZACIONES","19,00 %","$ 5.273,00","2023-03-22"]
[3725,"PERNO DE OJO 5/8\" x 8\" MAQUINA","UN","FERRETERIA","860061089 - IDRD - PROYECCIÓN","19,00 %","$ 4.510,00","2022-01-30"]
[104049,"Perno expansivo 3/8\" X 3\"  CAMISA","UN","FERRETERIA","66665555555 - IDRD - MEDIA ARITMETICA DE COTIZACIONES","19,00 %","$ 660,00","2022-04-26"]
[106782,"PERNO MAQUINA DE 5/8\"X6\"","UN","APARATOS ELECTRICOS","8956232 - IDRD - MEDIA ARMONICA COTIZACIONES","19,00 %","$ 2.982,00","2020-08-24"]
[3686,"PERNO ROSCADO 2\" ALT.VEL.","UN","APARATOS ELECTRICOS",null,"0,00 %","0,00"]
[104701,"Perno/Clavo Americano L=1\"; Ø1/8\" Fijación Element","UN","TUBERIA","860061089 - IDRD - PROYECCIÓN","19,00 %","$ 137,00","2023-03-28"]
[104800,"Perno/Tornillo Hexag ASTM A-325Ø1/2”TIPO1L=90MM","UN","ACEROS,HIERROS/MALLAS,CERCHAS",null,"0,00 %","0,00"]
[104795,"Perno/TornilloØ3/8\"L = 50mm ASTM A-325 TIPO 1","UN","ACEROS,HIERROS/MALLAS,CERCHAS",null,"0,00 %","0,00"]
[102436,"PERNOS CONSOLA","UN","FERRETERIA",null,"0,00 %","0,00"]
[105031,"Perro (1/8\") Tipo Pesado","UN","FERRETERIA","555555555555 - IDRD - MEDIANA DE COTIZACIONES","19,00 %","$ 1.975,00","2023-03-22"]
[103488,"Perro de 1/2\"**","UN","MISCELANEA",null,"0,00 %","0,00"]
[103489,"Perro de 3/8\" TIPO PESADO","UN","MISCELANEA","860061089 - IDRD - PROYECCIÓN","19,00 %","$ 4.919,00","2023-03-29"]
[103486,"Perro Galvanizado 3/16\"  **","UN","MISCELANEA",null,"0,00 %","0,00"]
[104019,"Perro Galvanizado 5/16\"","UN","FERRETERIA","860061089 - IDRD - PROYECCIÓN","19,00 %","$ 2.339,00","2022-01-30"]
[103014,"Perro para cable de 1/8\"(Tipo Liviano)","UN","FERRETERIA","860061089 - IDRD - PROYECCIÓN","19,00 %","$ 887,00","2022-01-30"]
[103008,"Perro para guaya 3/8\" tipo pesado","UN","MOBILIARIO URBANO Y SEÑALIZAC.","860061089 - IDRD - PROYECCIÓN","19,00 %","$ 4.753,00","2022-01-30"]
[1655,"PERROS GALVANIZADO  1/2\"","DD","EQUIPO ALQUILER Y MAQUINARIA",null,"0,00 %","0,00"]
[102832,"PERROS PARA CABLE GALVANIZADO 1/4 PULGADA","UN","FERRETERIA","860061089 - IDRD - PROYECCIÓN","19,00 %","$ 1.082,00","2022-01-30"]
[107326,"PERROS PARA SUSPENSIÓN DE CAMPANA","UN","SISTEMAS VENTILACION",null,"0,00 %","0,00"]
[12679,"PERSIANA DE DESCARGA TIPO FACHADA CON MALLA PLASTICA 44¨X24","UN","PISCINAS","666665454444 - IDRD - MENOR PRECIO DE COTIZACIONES","19,00 %","$ 438.634,00","2020-09-21"]
[108631,"PERSIANA DE DESCARGA TIPO FACHADA MODELO L-RA-LP C","UN","SISTEMAS VENTILACION","89585454444 - CONTRATO CONSULTORIA CDRC 2","19,00 %","$ 181.560,00","2020-01-08"]
[2344,"PERSIANA TOMA DE AIRE 40\"x20\"","UN","INSTALACIONES HOSPITALARIAS",null,"0,00 %","0,00"]
[395,"PESCANTE PARA ANDAMIO COLGANTE","SMN","EQUIPO ALQUILER Y MAQUINARIA",null,"0,00 %","0,00"]
[100826,"Peso Unitario de Suelo","UN","ENSAYOS DE LABORATORIO",null,"0,00 %","0,00"]
[1298,"PICA  HERRAGRO sin cabo","UN","HERRAMIENTA",null,"0,00 %","0,00"]
[2003,"PICA 4.5 Lb con Cabo","UN","HERRAMIENTA",null,"0,00 %","0,00"]
[105512,"PICA CON CABO MADERA (5 lbs)- ZAPAPICO","UN","MISCELANEA","860061089 - IDRD - PROYECCIÓN","19,00 %","$ 29.574,00","2022-02-09"]
[102138,"piedra barrichara CEFE COMETAS","M3","MISCELANEA","77777777777 - CONTRATO CONSULTORIA CEFE COMETAS","19,00 %","$ 95.000,00","2019-07-08"]
[101806,"PIEDRA BOLA (Sum+Inst)**","M3","AGREGADOS CONCRETOS Y MORTEROS",null,"0,00 %","0,00"]
[2938,"PIEDRA CORALINA     30x15","M2","Enchapes y Pisos",null,"0,00 %","0,00"]
[327,"PIEDRA CORALINA (305x305x16)","M2","ENCHAPES,PISOS,ALFOMBRAS,PAPEL",null,"0,00 %","0,00"]
[104414,"PIEDRA CREMA DURA RUSTICA(SEC-PROM.15X30X30)BLOQUE","M2","BLOQUES Y LADRILLOS",null,"0,00 %","0,00"]
[2516,"PIEDRA DE RIO","M3","AGREGADOS CONCRETOS Y MORTEROS",null,"0,00 %","0,00"]
[103582,"PIEDRA DE RIO","M3","AGREGADOS CONCRETOS Y MORTEROS",null,"0,00 %","0,00"]
[103583,"PIEDRA GAVION","M3","AGREGADOS CONCRETOS Y MORTEROS",null,"0,00 %","0,00"]
[104881,"PIEDRA LAJA+TRANSPORTE","M3","Enchapes y Pisos",null,"0,00 %","0,00"]
[98,"PIEDRA MEDIA ZONGA - RAJON (25-40cm) Sum+Transporte","M3","AGREGADOS CONCRETOS Y MORTEROS","860061089 - IDRD - PROYECCIÓN","19,00 %","$ 94.838,00","2023-03-17"]
[101787,"Piedra media Zonga(Rajon)Sum+Transp >15000M3**","M3","AGREGADOS CONCRETOS Y MORTEROS",null,"0,00 %","0,00"]
[101345,"PIEDRA MUÑECA     305x15.3x2","M2","ENCHAPES,PISOS,ALFOMBRAS,PAPEL",null,"0,00 %","0,00"]
[104329,"Piedra Pizarra 5-8mm Negro (40x40cm) Suministro","M2","ENCHAPES,PISOS,ALFOMBRAS,PAPEL",null,"0,00 %","0,00"]
[107306,"Piedra Royal dorado e: 2 cm","M2","Pisos",null,"0,00 %","0,00"]
[107339,"Piedra royal dorado e: 3 cm","M2","GRIFERIAS,APARATOS,ACCESORIOS",null,"0,00 %","0,00"]
[103626,"PIEDRA ROYAL DORADO espesor 20mm, incl. flete **","M2","MISCELANEA",null,"0,00 %","0,00"]
[107305,"Piedra Royal verde espesor: 2 cm","M2","Pisos",null,"0,00 %","0,00"]
[108514,"Piedra Royal verde espesor: 8 cm","M2","Pisos","555555555555 - IDRD - MEDIANA DE COTIZACIONES","19,00 %","$ 1.125.000,00","2019-07-04"]
[105252,"PiedraLaja PizarraNegra(2-3cm)piso-Nacional(Su+tra","M2","Pisos","860061089 - IDRD - PROYECCIÓN","19,00 %","$ 50.108,00","2022-06-07"]
[884,"PIEZA CEDRO CAQUETA  (2.5CMX2.5CM A 4CM)Descontinu","UN","MADERAS",null,"0,00 %","0,00"]
[2675,"PIEZA CEDRO MACHO","UN","MADERAS",null,"0,00 %","0,00"]
[2676,"PIEZA CEDRO PUERTO ASIS 18 x 4 x 2.80M","UN","MADERAS",null,"0,00 %","0,00"]
[2101,"PIEZA FLORMORADO 18 x 4 x 2.80M","UN","MADERAS",null,"0,00 %","0,00"]
[2100,"PIEZA GUAYACAN HOBO  18 x 4 x 2.90M","UN","MADERAS","860061089 - IDRD - PROYECCIÓN","19,00 %","$ 58.091,00","2022-01-24"]
[906,"PIEZA GUAYACAN RAYO  18 x 4 x 2.80M","UN","MADERAS",null,"0,00 %","0,00"]
[2103,"PIEZA MOHO","UN","MADERAS",null,"0,00 %","0,00"]
[2105,"PIEZA OTOBO","UN","MADERAS",null,"0,00 %","0,00"]
[2102,"PIEZA PINO ROMERON  18 x 4 x 2.90M","UN","MADERAS",null,"0,00 %","0,00"]
[2104,"PIEZA SAPAN  18 x 4 x 2.90M","UN","MADERAS",null,"0,00 %","0,00"]
[104341,"Pigmentación de Llanta (HULEX)","KG","Pisos",null,"0,00 %","0,00"]
[3184,"PIGMENTO ACRILICO","GLN","PINTURAS",null,"0,00 %","0,00"]
[104179,"Pigmento para Polyurea","KG","IMPERMEABIL.,ADITIVOS,QUIMICOS",null,"0,00 %","0,00"]
[106568,"PILA ALKALINA DOBLE AA (PAR)","UN","FERRETERIA","860061089 - IDRD - PROYECCIÓN","19,00 %","$ 3.487,00","2022-01-30"]
[106567,"PILA ALKALINA TRIPLE AAA (PAR)","PAR","FERRETERIA","860061089 - IDRD - PROYECCIÓN","19,00 %","$ 6.865,00","2022-01-30"]
[106566,"PILA CUADRADA ALKALINA  9V.","PAR","FERRETERIA","860061089 - IDRD - PROYECCIÓN","19,00 %","$ 15.515,01","2022-01-30"]
[106565,"PILA DE 9V RECARGABLES  (CUADRADA)","PAR","FERRETERIA","860061089 - IDRD - PROYECCIÓN","19,00 %","$ 36.822,00","2022-01-30"]
[106564,"PILA P/TELÉFONO INHALAMBRICO DE 3.6 VOLTIOS","UN","FERRETERIA",null,"0,00 %","0,00"]
[106563,"PILA RECARGABLE AAX(2) -VARTA, ENERGIZER -SIMILAR","PAR","FERRETERIA","860061089 - IDRD - PROYECCIÓN","19,00 %","$ 21.053,00","2022-01-30"]
[106562,"PILA RECARGABLE TRIPLE A X CUATRO (4)","PAR","FERRETERIA","860061089 - IDRD - PROYECCIÓN","19,00 %","$ 37.342,00","2022-01-30"]
[102786,"PILA TIPO MONEDA LITHIUM GP CR 2032 DE 3 V","PAR","FERRETERIA","860061089 - IDRD - PROYECCIÓN","19,00 %","$ 3.169,01","2022-01-30"]
[2671,"PILOTE DE MADERA","ML","MADERAS",null,"0,00 %","0,00"]
[104418,"PILOTE EN CONCRETO  PROCESO .40   Roca","ML","AGREGADOS CONCRETOS Y MORTEROS",null,"0,00 %","0,00"]
[3058,"PILOTE EN CONCRETO  PROCESO .40 Blando","ML","AGREGADOS CONCRETOS Y MORTEROS",null,"0,00 %","0,00"]
[104417,"PILOTE EN CONCRETO PROCESO D. 0.30  Roca","ML","AGREGADOS CONCRETOS Y MORTEROS",null,"0,00 %","0,00"]
[3044,"PILOTE EN CONCRETO PROCESO D. 0.30 Blando","ML","AGREGADOS CONCRETOS Y MORTEROS","860061089 - IDRD - PROYECCIÓN","19,00 %","$ 25.784,00","2022-01-28"]
[3328,"PILOTE EN CONCRETO PROCESO D. 0.60","ML","AGREGADOS CONCRETOS Y MORTEROS",null,"0,00 %","0,00"]
[101071,"PILOTE EN CONCRETO PROCESO D. 0.70","ML","AGREGADOS CONCRETOS Y MORTEROS",null,"0,00 %","0,00"]
[3327,"PILOTE EN CONCRETO PROCESO D. 0.80","ML","AGREGADOS CONCRETOS Y MORTEROS",null,"0,00 %","0,00"]
[105835,"PILOTEADORA OPERARIO+COMBUSTIBLE","HR","EQUIPOS DE EXCAVACION",null,"0,00 %","0,00"]
[9456,"PILOTES HINCADOS (GATO) CONCRETO 20x20","ML","PREFABRICADOS",null,"0,00 %","0,00"]
[9457,"PILOTES HINCADOS (GATO) CONCRETO 25x25","ML","PREFABRICADOS",null,"0,00 %","0,00"]
[9458,"PILOTES HINCADOS (GATO) CONCRETO 30x30","ML","PREFABRICADOS",null,"0,00 %","0,00"]
[1088,"PILOTES HINCADOS CONCRET 25x25","ML","PREFABRICADOS",null,"0,00 %","0,00"]
[3922,"PILOTES HINCADOS CONCRET 30x30","ML","PREFABRICADOS",null,"0,00 %","0,00"]
[104257,"PILOTO 22 mm (ABB O Similar) Con LED Incluido","UN","MISCELANEA","6555555555 - IDRD - MENOR VALOR   DE COTIZACIONES","19,00 %","$ 16.700,00","2019-07-04"]
[3198,"PINACOLOR    /IMPERCOLOR","GLN","PINTURAS",null,"0,00 %","0,00"]
[3209,"PINAKRIL","GLN","PINTURAS",null,"0,00 %","0,00"]
[108363,"PINES ADHESIVOS PARA AEROCOR","UN","SISTEMAS VENTILACION",null,"0,00 %","0,00"]
[103046,"PINT. MODULO M-3 COLUMPIO (USAR 15778)","UN","PINTURAS",null,"0,00 %","0,00"]
[101181,"PINTUCOAT DOBLE COMPONENTE Blc.516","GLN","PINTURAS",null,"0,00 %","0,00"]
[1052,"PINTURA  TRAFICO AMARILLO INTEMPERIE","GLN","Vinilos","860061089 - IDRD - PROYECCIÓN","19,00 %","$ 85.021,00","2023-03-24"]
[107097,"Pintura acrilica alta asepsia pintuco o equiva 5gl","GLN","PINTURAS",null,"0,00 %","0,00"]
[101133,"Pintura Acrilica Base Solvente Negro S/mate-Pintuc","GLN","PINTURAS",null,"0,00 %","0,00"]
[102698,"Pintura Acrilica Base Solvente Negro S/mate-Pintuc","GLN","PINTURAS",null,"0,00 %","0,00"]
[101134,"Pintura Acrilica Base Solvente Rojo S/mate-Pintuco","GLN","PINTURAS",null,"0,00 %","0,00"]
[102890,"PINTURA ACRILICA MURALLA GRIS BASALTO","GLN","PINTURAS","860061089 - IDRD - PROYECCIÓN","19,00 %","$ 79.921,99","2023-03-24"]
[100538,"Pintura al horno (modulos pequeños) **","UN","IMPERMEABILIZANTES",null,"0,00 %","0,00"]
[103314,"PINTURA ALQUIDICA ESMALTE  GRIS (7035)","GLN","MISCELANEA","6555555555 - IDRD - MENOR VALOR   DE COTIZACIONES","19,00 %","$ 62.567,00","2019-06-13"]
[105179,"PINTURA ALQUIDICA PINTUCO (271)","GLN","Esmaltes",null,"0,00 %","0,00"]
[105178,"PINTURA ANRICORROSIVA PINTUCO (505)","GLN","Esmaltes",null,"0,00 %","0,00"]
[13040,"Pintura antioxidante para tanque filtro de arena","GLN","PINTURAS","860061089 - IDRD - PROYECCIÓN","19,00 %","$ 46.357,00","2022-01-31"]
[108292,"PINTURA ARMAFISH (Botella)","UN","SISTEMAS VENTILACION","89585454444 - CONTRATO CONSULTORIA CDRC 2","19,00 %","$ 50.670,00","2019-09-27"]
[693,"PINTURA BITUMINOSA Al.   TEXSA","GLN","IMPERMEABIL.,ADITIVOS,QUIMICOS","860061089 - IDRD - PROYECCIÓN","19,00 %","$ 91.562,00","2022-01-31"]
[1958,"PINTURA BITUMINOSA DE ALUMINIO","GLN","IMPERMEABIL.,ADITIVOS,QUIMICOS","860061089 - IDRD - PROYECCIÓN","19,00 %","$ 122.525,01","2023-03-28"]
[102725,"PINTURA BITUMINOSA DE ALUMINIO ( 1/4 de Galon)","UN","IMPERMEABIL.,ADITIVOS,QUIMICOS",null,"0,00 %","0,00"]
[3065,"PINTURA BITUMINOSA SOLAR FLEX 1 GLN Fglas.","CANEC","IMPERMEABILIZANTES",null,"0,00 %","0,00"]
[3066,"PINTURA BITUMINOSA SOLAR FLEX 5 GLN Fglas.","CANEC","IMPERMEABILIZANTES",null,"0,00 %","0,00"]
[102785,"PINTURA DE TECHO VINILO BLANCO TIPO 1(SUBDIRECC)**","M2","PINTURAS",null,"0,00 %","0,00"]
[108357,"PINTURA ELASTOMERICA PARA RUBATEX","GLN","SISTEMAS VENTILACION",null,"0,00 %","0,00"]
[105817,"PINTURA ELECTROSTÁTICA (Sum+Intal) tubo Ø3\"","ML","PINTURAS","860061089 - IDRD - PROYECCIÓN","19,00 %","$ 6.519,00","2023-03-24"]
[104119,"PINTURA ELECTROSTATICA GRIS POLVO","KG","FERRETERIA Y HERRAMIENTAS","860061089 - IDRD - PROYECCIÓN","19,00 %","$ 22.745,01","2022-01-30"]
[105847,"PINTURA ELECTROSTATICA PARA ANGULO DE 3/4\"","ML","Bases","860061089 - IDRD - PROYECCIÓN","19,00 %","$ 3.974,01","2023-03-24"]
[105860,"PINTURA ELECTROSTATICA PARA PLATINA DE 2\"","ML","Bases",null,"0,00 %","0,00"]
[105859,"PINTURA ELECTROSTATICA PARA PLATINA DE 3\"","ML","Bases",null,"0,00 %","0,00"]
[105848,"PINTURA ELECTROSTATICA PARA TUBO DE  3/4\"X3/4\"","ML","Bases",null,"0,00 %","0,00"]
[102703,"PINTURA ELECTROSTATICA**(SUM+INST)","M2","PINTURAS","860061089 - IDRD - PROYECCIÓN","19,00 %","$ 50.448,00","2023-03-29"]
[101479,"PINTURA EPOXICA ACABADOS (COMPONENTE  A+B)","GLN","PINTURAS","860061089 - IDRD - PROYECCIÓN","19,00 %","$ 280.258,01","2023-03-29"]
[1855,"PINTURA EPOXICA AZUL ICO","GLN","PINTURAS","860061089 - IDRD - PROYECCIÓN","19,00 %","$ 157.269,00","2022-01-31"]
[108808,"Pintura Epóxica Sobre Pañete","M2","PINTURAS",null,"0,00 %","0,00"]
[103152,"PINTURA ESMALTE","GLN","Esmaltes","555555555555 - IDRD - MEDIANA DE COTIZACIONES","19,00 %","$ 42.138,99","2019-10-25"]
[104874,"PINTURA ESMALTE ALQUIDICO(GRIS PLATA)","GLN","Esmaltes","860061089 - IDRD - PROYECCIÓN","19,00 %","$ 79.109,00","2022-01-27"]
[100364,"Pintura Koraza","GLN","Vinilos","860061089 - IDRD - PROYECCIÓN","19,00 %","$ 90.452,00","2023-03-24"]
[103978,"PINTURA MODULO 3a (todo costo)","UN","MOBILIARIO URBANO Y SEÑALIZAC.",null,"0,00 %","0,00"]
[103977,"PINTURA MODULO M-3A COLUMPIO (TODO COSTO)","UN","PINTURAS",null,"0,00 %","0,00"]
[103045,"PINTURA MODULO M-5 COLUMPIO (TODO COSTO)","UN","PINTURAS","860061089 - IDRD - PROYECCIÓN","19,00 %","$ 1.044.366,00","2023-03-27"]
[102697,"PINTURA MUROS DRY-WALL EXIST.DOS CARAS(TODO COSTO)","M2","MISCELANEA",null,"0,00 %","0,00"]
[102489,"PINTURA PARA REMATES JUEGOS","ML","PINTURAS",null,"0,00 %","0,00"]
[102797,"PINTURA PARA REMATES JUEGOS","ML","PINTURAS",null,"0,00 %","0,00"]
[2462,"PINTURA PARA TABLERO NEGRA PHILAAC","GLN","PINTURAS",null,"0,00 %","0,00"]
[1767,"PINTURA PARA TABLERO VERDE PHILAAC","GLN","PINTURAS",null,"0,00 %","0,00"]
[104561,"PINTURA POLIURETANO COLOR","GLN","PINTURAS","860061089 - IDRD - PROYECCIÓN","19,00 %","$ 257.712,00","2023-03-24"]
[104135,"PINTURA POLIURETANO GRIS/NEGRO(DUPONT)+DISOLVENTE","GLN","PINTURAS","860061089 - IDRD - PROYECCIÓN","19,00 %","$ 336.773,00","2023-03-28"]
[102702,"PINTURA PUERTA Y MARCO MADERA BAÑO SUBDIRECC.","M2","PUERTAS",null,"0,00 %","0,00"]
[102277,"Pintura Puertas 2x0.80mElectrost.(Sum+Inst) **","UN","IMPERMEABILIZANTES",null,"0,00 %","0,00"]
[103558,"PINTURA TRAFICO 653","GLN","PINTURAS",null,"0,00 %","0,00"]
[104932,"PINTURA TRAFICO AMARILLO","GLN","Esmaltes","860061089 - IDRD - PROYECCIÓN","19,00 %","$ 104.458,00","2022-01-27"]
[1060,"PINTURA TRAFICO BLANCO","GLN","PINTURAS","860061089 - IDRD - PROYECCIÓN","19,00 %","$ 85.021,00","2023-03-24"]
[1804,"PINTURAMA PINTUCO","GLN","PINTURAS",null,"0,00 %","0,00"]
[102619,"PINZA PARA SUJETAR MOLDE SOLD CADWELL","UN","INST. ELECTRICAS","860061089 - IDRD - PROYECCIÓN","19,00 %","$ 231.627,00","2022-01-31"]
[515,"PIRLAN ALUMINIO DORADO","ML","FERRETERIA Y HERRAMIENTAS",null,"0,00 %","0,00"]
[103378,"PIRLAN DE CAUCHO A=0.15M","ML","MISCELANEA",null,"0,00 %","0,00"]
[104594,"PIRLAN EN ALUMINIO","ML","Enchapes y Pisos",null,"0,00 %","0,00"]
[674,"PIRLAN PLASTICO TAMAÑO 4.1 cm X 3 mm  Inst.","ML","ENCHAPES,PISOS,ALFOMBRAS,PAPEL",null,"0,00 %","0,00"]
[102351,"PISAVIDRIO CALIBRE 20","ML","VIDRIOS Y ESPEJOS",null,"0,00 %","0,00"]
[105377,"Piscina niños cambio transductor MESCON","UN","EQUIPOS ESPECIALES",null,"0,00 %","0,00"]
[105374,"Piscina olimpica, cambio de PLC Easy","UN","EQUIPOS ESPECIALES",null,"0,00 %","0,00"]
[3479,"PISO  CORLON","M2","Pisos",null,"0,00 %","0,00"]
[2848,"PISO  PARKET CAFE 33 x 33 CRNA","M2","Pisos",null,"0,00 %","0,00"]
[9333,"PISO  PARKET CAMBULO MADERA 31.5x 31.5","M2","Pisos",null,"0,00 %","0,00"]
[1651,"PISO  PARKET CIPRES 31.5 x 31.5","M2","Pisos",null,"0,00 %","0,00"]
[2736,"PISO  PARMA 41 x 41 CRNA","M2","Pisos",null,"0,00 %","0,00"]
[3478,"PISO  POSSIBILITIES","M2","Pisos",null,"0,00 %","0,00"]
[1809,"PISO  QUIMBAYA 33 x 33 CRNA","M2","Pisos",null,"0,00 %","0,00"]
[3938,"PISO  VERSALLES  44 x44","M2","Pisos",null,"0,00 %","0,00"]
[102170,"PISO ACQUAFLOOR CLIC5MM ROBLE TROPICO CEFE COMETAS","M2","ENCHAPES,PISOS,ALFOMBRAS,PAPEL","77777777777 - CONTRATO CONSULTORIA CEFE COMETAS","19,00 %","$ 131.500,00","2019-07-10"]
[2323,"PISO ANTICA TARQUINA CENEFA 15 x 30 CRNA","UN","Pisos",null,"0,00 %","0,00"]
[992,"PISO ANTICADO DAKOTA 33 x 33 CRNA","M2","Enchapes",null,"0,00 %","0,00"]
[1903,"PISO ANTICADO GUAJIRA 20*20","M2","Pisos",null,"0,00 %","0,00"]
[271,"PISO ANTICADO GUAJIRA 33*33 CRNA","M2","Pisos","860061089 - IDRD - PROYECCIÓN","19,00 %","$ 101.618,00","2022-01-31"]
[2418,"PISO ANTICADO GUAJIRA TACO 16 x 16 CRNA","UN","Pisos",null,"0,00 %","0,00"]
[2684,"PISO ANTICADO PIZARRA  33 x 33 CRNA","M2","Pisos",null,"0,00 %","0,00"]
[2331,"PISO ANTICADO TARQUINA ANGULO15 x 15 CRNA","UN","Pisos",null,"0,00 %","0,00"]
[1949,"PISO APALACHE 41 x 41 CRNA","M2","Pisos",null,"0,00 %","0,00"]
[103612,"PISO ARQUITECTONICO VINISOL KUARZARA","M2","MISCELANEA",null,"0,00 %","0,00"]
[108307,"piso bamboo supreme natural Hunter Douglas CDRC","M2","Pisos",null,"0,00 %","0,00"]
[103675,"PISO CAUCHO ESTOPEROL 50X50cm X 3.5mm","M2","MISCELANEA",null,"0,00 %","0,00"]
[13050,"PISO CAUCHO NEGRO GIMNASIO 50X50 E= 3 CM  ( SUMINISTRO E INSTALACION ","M2","Pisos","860061089 - IDRD - PROYECCIÓN","0,00 %","$ 196.180,00","2022-01-31"]
[106649,"Piso Caucho recicl 10cm (EPDM 1cm+SBR 9cm sum+inst","M2","Pisos","555555555555 - IDRD - MEDIANA DE COTIZACIONES","19,00 %","$ 949.110,00","2022-04-07"]
[106650,"Piso Caucho recicl 11cm (EPDM 1cm+SBR 10cm sum+ins","M2","Pisos","555555555555 - IDRD - MEDIANA DE COTIZACIONES","19,00 %","$ 1.011.292,00","2022-04-07"]
[106651,"Piso Caucho recicl 12cm (EPDM 1cm+SBR 11cm sum+ins","M2","Pisos","555555555555 - IDRD - MEDIANA DE COTIZACIONES","19,00 %","$ 837.795,00","2022-04-07"]
[106652,"Piso Caucho recicl 13cm (EPDM 1cm+SBR 12cm sum+ins","M2","Pisos","860061089 - IDRD - PROYECCIÓN","19,00 %","$ 1.016.282,00","2023-03-24"]
[106641,"Piso Caucho recicl 2cm (EPDM 1cm+SBR 1cm sum+inst)","M2","Pisos","555555555555 - IDRD - MEDIANA DE COTIZACIONES","19,00 %","$ 436.872,00","2022-04-07"]
[106642,"Piso Caucho recicl 3cm (EPDM 1cm+SBR 2cm sum+inst)","M2","Pisos","860061089 - IDRD - PROYECCIÓN","19,00 %","$ 574.988,00","2023-03-24"]
[106643,"Piso Caucho recicl 4cm (EPDM 1cm+SBR 3cm sum+inst)","M2","Pisos","555555555555 - IDRD - MEDIANA DE COTIZACIONES","19,00 %","$ 566.082,00","2022-04-07"]
[106644,"Piso Caucho recicl 5cm (EPDM 1cm+SBR 4cm sum+inst)","M2","Pisos","860061089 - IDRD - PROYECCIÓN","19,00 %","$ 722.143,00","2023-03-24"]
[106645,"Piso Caucho recicl 6cm (EPDM 1cm+SBR 5cm sum+inst)","M2","Pisos","555555555555 - IDRD - MEDIANA DE COTIZACIONES","19,00 %","$ 693.139,00","2022-04-07"]
[106646,"Piso Caucho recicl 7cm (EPDM 1cm+SBR 6cm sum+inst)","M2","Pisos","555555555555 - IDRD - MEDIANA DE COTIZACIONES","19,00 %","$ 756.937,00","2022-04-07"]
[106647,"Piso Caucho recicl 8cm (EPDM 1cm+SBR 7cm sum+inst)","M2","Pisos","860061089 - IDRD - PROYECCIÓN","19,00 %","$ 939.331,00","2023-03-24"]
[106648,"Piso Caucho recicl 9cm (EPDM 1cm+SBR 8cm sum+inst)","M2","Pisos","555555555555 - IDRD - MEDIANA DE COTIZACIONES","19,00 %","$ 889.477,00","2022-04-07"]
[106707,"Piso Caucho recicl3cm (EPDM1cm+SBR2cm-spara1250m2","M2","ACABADOS",null,"0,00 %","0,00"]
[106469,"Piso Caucho reciclPigment 10cm sum+ inst","M2","Pisos",null,"0,00 %","0,00"]
[105026,"Piso Caucho reciclPigment 1cm sum+ inst","M2","Pisos",null,"0,00 %","0,00"]
[106636,"Piso Caucho reciclPigment 2cm sum+ inst","M2","PAVIMENTOS",null,"0,00 %","0,00"]
[105027,"Piso Caucho reciclPigment 3cm sum+ inst","M2","Pisos",null,"0,00 %","0,00"]
[105028,"Piso Caucho reciclPigment 4cm sum+ inst","M2","Pisos",null,"0,00 %","0,00"]
[106468,"Piso Caucho reciclPigment 8cm sum+ inst","M2","Pisos",null,"0,00 %","0,00"]
[105162,"Piso CauchoRecicPigment 5cm Sum+Inst","M2","ENCHAPES,PISOS,ALFOMBRAS,PAPEL",null,"0,00 %","0,00"]
[3394,"PISO CERAMICA ANTIQUE30.5x30.5  ALFA","M2","Pisos",null,"0,00 %","0,00"]
[3395,"PISO CERAMICA ANTIQUE41x41  ALFA","M2","Pisos",null,"0,00 %","0,00"]
[3389,"PISO CERAMICA FERRARA 20.3x30.5 ALFA","M2","Pisos",null,"0,00 %","0,00"]
[3393,"PISO CERAMICA GRANILLA 30.5x30.5  ALFA","M2","Pisos",null,"0,00 %","0,00"]
[3385,"PISO CERAMICA LISA 20.3x30 .5 ALFA","M2","Pisos",null,"0,00 %","0,00"]
[101734,"PISO CERAMICA LISA 20x20 ALFA","M2","Pisos",null,"0,00 %","0,00"]
[3384,"PISO CERAMICA LISA 30x30 ALFA","M2","Pisos",null,"0,00 %","0,00"]
[3391,"PISO CERAMICA MADERA 30x30  ALFA","M2","Pisos",null,"0,00 %","0,00"]
[3390,"PISO CERAMICA MARMOLIZADA  30.5x30.5 ALFA","M2","Pisos",null,"0,00 %","0,00"]
[3388,"PISO CERAMICA MARMOLIZADA BEIGE30x30 ALFA","M2","Pisos",null,"0,00 %","0,00"]
[3387,"PISO CERAMICA TEXTURIZADA 30x30  ALFA","M2","Pisos",null,"0,00 %","0,00"]
[1803,"PISO CERVIA 41*41 CRNA","M2","Pisos",null,"0,00 %","0,00"]
[1753,"PISO CISA BALTICO 31.5 x 31 .5","M2","Pisos",null,"0,00 %","0,00"]
[2830,"PISO CLASICO CALACATA 41 x 41 CRNA","M2","Pisos",null,"0,00 %","0,00"]
[1799,"PISO CLASICO CARRARA 33 x 33 CRNA","M2","Pisos",null,"0,00 %","0,00"]
[2827,"PISO CLASICO CREMA MARFIL 33x33 CRNA","M2","ENCHAPES,PISOS,ALFOMBRAS,PAPEL",null,"0,00 %","0,00"]
[2421,"PISO CLASICO MARMOL ALICANTE TERRACOTA 30 x30 CRN","M2","Pisos",null,"0,00 %","0,00"]
[2740,"PISO CLASICO MIRO 33x33 CRNA","M2","Pisos",null,"0,00 %","0,00"]
[1791,"PISO CLASICO TOLUCA 30x30 CRNA","M2","Pisos",null,"0,00 %","0,00"]
[1795,"PISO CLASICO VENECIA 34 x 34 CRNA","M2","Pisos",null,"0,00 %","0,00"]
[3476,"PISO COMPANION SQUARE","M2","Pisos",null,"0,00 %","0,00"]
[3939,"PISO CONFORT PIACENZA 20x25   ITALIA","M2","Pisos",null,"0,00 %","0,00"]
[103506,"PISO CORONA CASIOPEA , O , AVOREO","M2","MISCELANEA",null,"0,00 %","0,00"]
[102944,"PISO CORSARIO COLORES ANCHO=1.40M***","M2","Pisos",null,"0,00 %","0,00"]
[398,"PISO CORSICO 33x33 CRNA","M2","Pisos",null,"0,00 %","0,00"]
[105576,"PISO DECK MADERA WPC-CHOCOLATE/MARRON+Acc+Est","M2","Pisos","860061089 - IDRD - PROYECCIÓN","19,00 %","$ 257.111,00","2022-06-07"]
[106122,"Piso DeckColor Madera+Estrct.Acero Galv. (Sum+Ins)","M2","Pisos","860061089 - IDRD - PROYECCIÓN","19,00 %","$ 362.857,00","2022-01-31"]
[3935,"PISO DURAROCK  ESPARTA BLANCO 31.5 x 31.5","M2","Pisos",null,"0,00 %","0,00"]
[3934,"PISO DURAROCK  TROYA NEGRO 30.5 x 30.5","M2","Pisos",null,"0,00 %","0,00"]
[2683,"PISO DUROPISO  34x34 CORONA","M2","Enchapes y Pisos","860061089 - IDRD - PROYECCIÓN","19,00 %","$ 46.458,00","2023-03-28"]
[106411,"PISO EASYDECK AQUA GRIS 30.48X30.48","M2","ENCHAPES,PISOS,ALFOMBRAS,PAPEL","6555555555 - IDRD - MENOR VALOR   DE COTIZACIONES","19,00 %","$ 108.500,00","2019-04-01"]
[305,"PISO EGEO BLANCO 25X25 CRNA","M2","Pisos",null,"0,00 %","0,00"]
[108011,"PISO EN BALDOSA COLOR GRANO FIRENZE FONDO HABANA","M2","Pisos",null,"0,00 %","0,00"]
[12735,"PISO EN ROLLO VOLEIBOL  REF: Marca Taraflex M Performance (SUM+INST)","M2","Pisos","860061089 - IDRD - PROYECCIÓN","19,00 %","$ 384.013,00","2022-06-07"]
[107307,"PISO EN VINILO REF. MIPOLAM SYMBIOZ 6016 SEA BLUE","M2","Pisos",null,"0,00 %","0,00"]
[108798,"Piso en vinilo rollo diseño geometrico trafico com","M2","Pisos",null,"0,00 %","0,00"]
[108803,"Piso en vinilo rollo Renova ref. espiritGris-claro","M2","Pisos","555555555555 - IDRD - MEDIANA DE COTIZACIONES","19,00 %","$ 75.500,00","2019-04-01"]
[103349,"PISO EPOXICO STONCLAD GS/GS4 e=4MM","M2","MISCELANEA",null,"0,00 %","0,00"]
[1784,"PISO ESCALERA YOMASA 15.5x10x16 Obra","UN","ENCHAPES,PISOS,ALFOMBRAS,PAPEL",null,"0,00 %","0,00"]
[1783,"PISO ESCALERA YOMASA 9x7x17 obra","UN","ENCHAPES,PISOS,ALFOMBRAS,PAPEL",null,"0,00 %","0,00"]
[103670,"PISO ESTOPEROL - 4.0MM (50X50CM) INTERIOR","M2","MISCELANEA",null,"0,00 %","0,00"]
[103335,"PISO ESTOPEROL-3.2MM (50X50CM) INTERIOR","M2","MISCELANEA","8956232 - IDRD - MEDIA ARMONICA COTIZACIONES","19,00 %","$ 105.953,99","2019-07-15"]
[103636,"Piso Everlast Caucho 61x61 - 8 mm* Basic Black","M2","Pisos","860061089 - IDRD - PROYECCIÓN","19,00 %","$ 185.664,00","2023-03-28"]
[356,"PISO GERFLOR 1.5mm.Inst.  KONKER","M2","ENCHAPES,PISOS,ALFOMBRAS,PAPEL",null,"0,00 %","0,00"]
[3931,"PISO IMPACTO AGATA  44x 44 ITALIA","M2","Pisos",null,"0,00 %","0,00"]
[1367,"PISO IMPACTO FIORENTINO  44 x 44  ITALIA","M2","Pisos",null,"0,00 %","0,00"]
[3474,"PISO IMPERIAL TEXTURE","M2","Pisos",null,"0,00 %","0,00"]
[101559,"Piso Laminado 10 milímetros AC5-35 CEFE COMETAS","M2","Pisos","666666666252 - IDRD - MEDIA GEOMETRICA COTIZACIONES","19,00 %","$ 49.900,00","2019-04-05"]
[104182,"Piso laminado madera 1.215 m x a=0.125 m, e=12mm *","M2","MISCELANEA",null,"0,00 %","0,00"]
[102173,"PISO LVT CLICK LAMINCLICK 4mm WL0.3mm CEFE COMETAS","M2","Pisos","77777777777 - CONTRATO CONSULTORIA CEFE COMETAS","19,00 %","$ 85.584,80","2019-07-11"]
[102918,"PISO MADERA GRANADILLO **","M2","PISOS  Y GUARDAESCOBAS",null,"0,00 %","0,00"]
[103344,"Piso madera laminado (secr. IDRD) e=8mm x 0.19m **","M2","MISCELANEA",null,"0,00 %","0,00"]
[104605,"PISO MADERA ZAPAN 0,16 X 1,8 mm","M2","Pisos",null,"0,00 %","0,00"]
[3936,"PISO MARMOL PRIMAVERA 31.5 x 31.5","M2","Pisos",null,"0,00 %","0,00"]
[3480,"PISO MEDINTECH","M2","Pisos",null,"0,00 %","0,00"]
[3473,"PISO MEDINTECH TANDEM","M2","Pisos",null,"0,00 %","0,00"]
[108771,"Piso Mikonos Ard 33,8 x 33,8 corona o similar","M2","Pisos",null,"0,00 %","0,00"]
[108829,"Piso Mikonos Ard 33.8 x 33.8 Corona o Similar","M2","ENCHAPES,PISOS,ALFOMBRAS,PAPEL",null,"0,00 %","0,00"]
[1801,"PISO MIRO  33 x 33 CRNA","M2","Pisos",null,"0,00 %","0,00"]
[1788,"PISO MONTEREY 31 x 31 CRNA","M2","Pisos",null,"0,00 %","0,00"]
[18,"Piso NEGRO EMEFLEX (Sum+transp)","M2","ENCHAPES,PISOS,ALFOMBRAS,PAPEL",null,"0,00 %","0,00"]
[288,"PISO OPAL BEIGE 20.5x20.5 CRNA","M2","Pisos",null,"0,00 %","0,00"]
[2733,"PISO PARKET  CEDRO 40*40 CRNA","M2","Pisos",null,"0,00 %","0,00"]
[2735,"PISO PARKET ALAMO 34 x 34 CRNA","M2","Pisos",null,"0,00 %","0,00"]
[2737,"PISO PARKET ALISO 41 x 41 CRNA","M2","Pisos",null,"0,00 %","0,00"]
[2734,"PISO PARKET NOGAL 41*41 CRNA","M2","Pisos",null,"0,00 %","0,00"]
[105997,"Piso Pista AtletismoVertidoSitu (Sum+inst) IAAF-(2","M2","MOBILIARIO URBANO Y SEÑALIZAC.",null,"0,00 %","0,00"]
[103619,"PISO PIZARRA MULTICOLOR (40X40CM)1a; e=7MM","M2","Enchapes y Pisos",null,"0,00 %","0,00"]
[103079,"PISO PIZARRA NEW BLACK **","M2","Enchapes y Pisos","860061089 - IDRD - PROYECCIÓN","19,00 %","$ 40.561,00","2023-03-27"]
[2682,"PISO PRAGA AZUL 41x41 CRNA","M2","Pisos",null,"0,00 %","0,00"]
[1076,"PISO PRAGA VERDE 41x41 CRNA","M2","Pisos",null,"0,00 %","0,00"]
[2382,"PISO RUSTICO QUIMBAYA 33 x 33 CRNA","M2","Pisos",null,"0,00 %","0,00"]
[2410,"PISO RUSTICO QUIMBAYA CENEFA 16 x 33 CRNA","M2","Pisos",null,"0,00 %","0,00"]
[2417,"PISO RUSTICO QUIMBAYA TACO 16 x 16 CRNA","UN","Pisos",null,"0,00 %","0,00"]
[2135,"PISO SAVONA 41x41 CRNA","M2","Pisos",null,"0,00 %","0,00"]
[2723,"PISO SICILIA MARFIL 34 x 34 CRNA","M2","Pisos",null,"0,00 %","0,00"]
[2133,"PISO SILEX  41X 41 CRNA","M2","Enchapes y Pisos",null,"0,00 %","0,00"]
[2828,"PISO SONDRIO41*41 CRNA","M2","Pisos",null,"0,00 %","0,00"]
[3475,"PISO STONETEX","M2","Pisos",null,"0,00 %","0,00"]
[1980,"PISO TACO PUGLIA 13 x 13 CRNA","UN","Pisos",null,"0,00 %","0,00"]
[2110,"PISO TAJO ANGULO 13 x 13 CRNA","UN","Pisos",null,"0,00 %","0,00"]
[2075,"PISO TAJO CENEFA 13.5 x 41 CRNA","UN","Pisos",null,"0,00 %","0,00"]
[3932,"PISO TEMPO BEIGE  44 x 44  ITALIA","M2","Pisos",null,"0,00 %","0,00"]
[102045,"PISO TIPO DECK PREFABRICADO EN CONCRETO SUM","M2","MISCELANEA","555555555555 - IDRD - MEDIANA DE COTIZACIONES","19,00 %","$ 137.600,00","2019-07-04"]
[2550,"PISO TORREON 30x30 CRNA","M2","Pisos",null,"0,00 %","0,00"]
[3477,"PISO TRANSLATIONS","M2","Pisos",null,"0,00 %","0,00"]
[1793,"PISO TURIN 41 x 41 CRNA","M2","Pisos",null,"0,00 %","0,00"]
[1808,"PISO VIENA 41 x 41 CRNA","M2","Pisos",null,"0,00 %","0,00"]
[101072,"PisoCauchoNegroGimnasio50x50 (Sumin+Instal)","M2","Pisos","860061089 - IDRD - PROYECCIÓN","19,00 %","$ 79.874,00","2023-03-29"]
[106630,"PisoCauchoReciclado:e=3cm(2:SBR+1:EPDM)Sum+Inst","M2","ACABADOS",null,"0,00 %","0,00"]
[365,"PISOGRES  NATURAL 30x30 T.MOORE","M2","ENCHAPES,PISOS,ALFOMBRAS,PAPEL",null,"0,00 %","0,00"]
[251,"PISOGRES ESMALTADO BLC 10x20 T.MOORE","M2","ENCHAPES,PISOS,ALFOMBRAS,PAPEL",null,"0,00 %","0,00"]
[105042,"PisoMaderaGranidillo(Pulido+sellado+lacado) A=0.12M; E=1.7MM. Sum+Ins ","M2","Pisos","8956232 - IDRD - MEDIA ARMONICA COTIZACIONES","19,00 %","$ 249.839,00","2022-04-29"]
[3807,"PISON DE MANO","UN","EQUIPO ALQUILER Y MAQUINARIA",null,"0,00 %","0,00"]
[106118,"PisoPistaAtletismoPrefabricado(Sum+inst) IAAF-(2)","M2","PAVIMENTOS",null,"0,00 %","0,00"]
[12745,"PISOS DE CAUCHO - LAMINA DE  50x50 cm ARMABLE","M2","Pisos","860061089 - IDRD - PROYECCIÓN","19,00 %","$ 68.373,00","2022-06-07"]
[108790,"Piso-vinilo liston diseño madera trafiComerMalibu","M2","Pisos",null,"0,00 %","0,00"]
[108786,"Piso-vinilo liston diseño madera trafiComerRenova","M2","Pisos",null,"0,00 %","0,00"]
[106414,"PISO-VINILO TRAF-PESADO ACCZENT EVOLUTION","M2","Pisos",null,"0,00 %","0,00"]
[108922,"Piso-viniloRolloDiseñoGeomCipresMarbellaGris","M2","Pisos",null,"0,00 %","0,00"]
[12737,"PISTA DE ESGRIMA EN ALUMINIO - Marca PBT - 17,00 X 1,50 Ml","UN","Pisos","860061089 - IDRD - PROYECCIÓN","19,00 %","$ 47.400.643,00","2022-06-07"]
[12743,"PISTA DE ESGRIMA PARALIMPICO EN ALUMINIO  ","UN","Pisos","860061089 - IDRD - PROYECCIÓN","19,00 %","$ 51.095.479,00","2022-06-07"]
[103556,"PISTOLA DE  PINTURA EN ALUMINIO","UN","HERRAMIENTA","860061089 - IDRD - PROYECCIÓN","19,00 %","$ 59.209,00","2022-06-03"]
[1743,"PISTOLA DE ALTA 1000 CC INDUSTRIAL (NO USAR)","UN","HERRAMIENTA",null,"0,00 %","0,00"]
[105541,"PISTOLA DE CALAFATEO ALUMINIO-PROFESIONAL  9\"","UN","FERRETERIA","860061089 - IDRD - PROYECCIÓN","19,00 %","$ 29.735,01","2022-01-30"]
[103055,"PISTOLA DE FIJACION CALIBRE 22 RAMSET","DD","MISCELANEA","860061089 - IDRD - PROYECCIÓN","19,00 %","$ 25.841,00","2022-01-27"]
[103277,"PISTOLA DE SILICONA CERRADA PROFESIONAL FRIA","UN","MISCELANEA",null,"0,00 %","0,00"]
[106531,"PISTOLA METÁLICA PARA MANGUERA DE 1/2\"","UN","FERRETERIA","860061089 - IDRD - PROYECCIÓN","19,00 %","$ 27.356,01","2022-01-30"]
[102110,"Pistola Para Aplicar Silicona gruesa. De 10W.","UN","FERRETERIA","860061089 - IDRD - PROYECCIÓN","19,00 %","$ 21.124,00","2022-01-24"]
[1749,"PISTOLA SPRAIT THOMAS MEZCLA INTERNA","UN","HERRAMIENTA",null,"0,00 %","0,00"]
[105907,"Piston lacrado para ducha antivandalica. DOCOL","UN","MISCELANEA","860536345-7 - ACCESORIOS Y ACABADOS LTDA.","19,00 %","$ 31.320,80","2019-12-02"]
[100960,"Pivote   para Puerta D=3/4\" L=15CM","UN","CERRAMIENTOS",null,"0,00 %","0,00"]
[103033,"Pivote o eje de caneca **","UN","MOBILIARIO PARQUES","860061089 - IDRD - PROYECCIÓN","19,00 %","$ 46.979,00","2023-03-29"]
[104592,"Pizarra Natural Negra 0,60 x 0,30 Tipo Pesado","M2","Enchapes y Pisos",null,"0,00 %","0,00"]
[100647,"Placa  pozo 1.0*h=0.20 prefab **","UN","TUBERIA SUBT,REJILLAS,SUMIDER.",null,"0,00 %","0,00"]
[100646,"Placa  pozo 1.7*h=0.25 prefab **","UN","TUBERIA SUBT,REJILLAS,SUMIDER.",null,"0,00 %","0,00"]
[2267,"PLACA ACANALADA 60x120 ETERNIT","UN","CUBIERTAS Y ACCESORIOS",null,"0,00 %","0,00"]
[2268,"PLACA ACANALADA 60x170 ETERNIT","UN","CUBIERTAS Y ACCESORIOS",null,"0,00 %","0,00"]
[2269,"PLACA ACANALADA 60x240 ETERNIT","UN","CUBIERTAS Y ACCESORIOS",null,"0,00 %","0,00"]
[2270,"PLACA ACANALADA 60x340 ETERNIT","UN","CUBIERTAS Y ACCESORIOS",null,"0,00 %","0,00"]
[3783,"PLACA BAS.2\"X4\"C/TAPA KORA BLA","UN","APARATOS ELECTRICOS",null,"0,00 %","0,00"]
[101514,"PLACA BASE CONCRETO 0.10","M2","FIBRA DE VIDRIO",null,"0,00 %","0,00"]
[1748,"PLACA CIEGA BLANCO+TAPA  DEKO L/NEX","UN","APARATOS ELECTRICOS",null,"0,00 %","0,00"]
[107071,"Placa ciega para módulo cassette","UN","APARATOS ELECTRICOS",null,"0,00 %","0,00"]
[104879,"Placa Circul.Super.Con.Reforz.D=1.70m;e=0.25mEAAB","UN","ACCESORIOS HIDROSANITARIOS",null,"0,00 %","0,00"]
[104232,"Placa Conc+Grafil4mm+Recub.granBlanc62.5x62.5e=4cm","UN","PREFABRICADOS",null,"0,00 %","0,00"]
[12751,"PLACA CUBIERTA D=1,70 M - POZO INSPECCION","UN","PREFABRICADOS","555555555555 - IDRD - MEDIANA DE COTIZACIONES","19,00 %","$ 669.375,00","2020-11-30"]
[103290,"PLACA DE DRY WALL 1/2\" (1.22X2.44) e=12.7mm","UN","DRYWALL","860061089 - IDRD - PROYECCIÓN","19,00 %","$ 20.085,00","2020-01-13"]
[101508,"Placa identificación 2x1 cm","UN","APARATOS ELECTRICOS",null,"0,00 %","0,00"]
[102319,"Placa negro san gil a medidas (marmol) **","M2","Enchapes y Pisos",null,"0,00 %","0,00"]
[107778,"PLACA PARA PICAR EN ULTRAPOL","UN","EQUIPOS PARA COCINA",null,"0,00 %","0,00"]
[2252,"PLACA PLANA 122x122x4m ETERNIT","UN","CIELO RASOS",null,"0,00 %","0,00"]
[2253,"PLACA PLANA 122x122x6m ETERNIT","UN","CIELO RASOS",null,"0,00 %","0,00"]
[2254,"PLACA PLANA 122x244x6m ETERNIT","UN","CIELO RASOS",null,"0,00 %","0,00"]
[177,"PLACA PLANA 122x61x4mm ETERNIT","UN","CIELO RASOS",null,"0,00 %","0,00"]
[1629,"PLACA SUPERBOARD COLOMBIT (1.22x2.44) 6mm-MURO","UN","INST. HIDRAUL/SANIT. Y LAMINAS",null,"0,00 %","0,00"]
[176,"PLACA SUPERBOARD COLOMBIT (1.2x0.6)4 mm-MURO","UN","INST. HIDRAUL/SANIT. Y LAMINAS",null,"0,00 %","0,00"]
[1628,"PLACA SUPERBOARD COLOMBIT (1.2x1.2)  4mm","UN","CIELO RASOS",null,"0,00 %","0,00"]
[103443,"PLACA SUPERBOARD COLOMBIT(1.22X2.44M)10MM-MURO","UN","INST. HIDRAUL/SANIT. Y LAMINAS",null,"0,00 %","0,00"]
[103444,"PLACA SUPERBOARD COLOMBIT(1.22X2.44M)11MM-MURO","UN","INST. HIDRAUL/SANIT. Y LAMINAS",null,"0,00 %","0,00"]
[103445,"PLACA SUPERBOARD COLOMBIT(1.22X2.44M)17MM-MURO","UN","INST. HIDRAUL/SANIT. Y LAMINAS",null,"0,00 %","0,00"]
[103442,"PLACA SUPERBOARD COLOMBIT(1.22X2.44M)8MM-MURO","UN","INST. HIDRAUL/SANIT. Y LAMINAS",null,"0,00 %","0,00"]
[1764,"PLACALISTA","M2","PREFABRICADOS",null,"0,00 %","0,00"]
[3661,"PLANCHA A GAS CON GABINETE","UN","EQUIPOS PARA COCINA",null,"0,00 %","0,00"]
[107801,"PLANCHA ASADORA A GAS","UN","EQUIPOS PARA COCINA",null,"0,00 %","0,00"]
[108784,"Plancha Asadora a Gas de piso 36\" Ref:AVP-36","UN","CARPINTERIA METALICA",null,"0,00 %","0,00"]
[102733,"PLANCHON (0.18x0.04x6.00M)","ML","MADERAS",null,"0,00 %","0,00"]
[104287,"PLANCHON a=0.20M,e=4CM,L=3M ALQUILER","DD","FORMALETA","860061089 - IDRD - PROYECCIÓN","19,00 %","$ 353,00","2023-03-24"]
[937,"PLANCHON ABARCO (0.17x0.04x.3.0M)","ML","MADERAS",null,"0,00 %","0,00"]
[102600,"PLANCHON DE 0.30X0.05X3 ORDINARIO","UN","MISCELANEA",null,"0,00 %","0,00"]
[103989,"PLANCHON EN SAPAN (0.20x0.03x4M)","UN","MISCELANEA",null,"0,00 %","0,00"]
[169,"PLANCHON EUCALIPTUS (0.18 x0.04x2.90M)","ML","MADERAS",null,"0,00 %","0,00"]
[172,"PLANCHON EUCALIPTUS (0.18x0.04M) L=3.90M)","ML","MADERAS",null,"0,00 %","0,00"]
[933,"PLANCHON ORDINARIO (0.17x0.04M) L=4M","ML","MADERAS","860061089 - IDRD - PROYECCIÓN","19,00 %","$ 11.007,00","2023-03-28"]
[101287,"PLANCHON ORDINARIO (0.20x0.04x3M)","ML","MADERAS",null,"0,00 %","0,00"]
[104277,"PLANCHON ORDINARIO (0.20X0.04X4M)","UN","MADERAS",null,"0,00 %","0,00"]
[101286,"PLANCHON ORDINARIO (0.20x0.04x5M)","ML","MADERAS",null,"0,00 %","0,00"]
[354,"PLANCHONES MADERA (A=0.30M;e=4CM,L=3M.)","SMN","EQUIPO ALQUILER Y MAQUINARIA",null,"0,00 %","0,00"]
[396,"PLANCHONESa=0.30M,e=4CM,l=3.00 M ALQUILER","DD","EQUIPO ALQUILER Y MAQUINARIA",null,"0,00 %","0,00"]
[103993,"planeadora para  cantear","DD","MISCELANEA",null,"0,00 %","0,00"]
[107381,"Plano de evac en lám galvan de 2mm. 0.12X0.26m","UN","AVISOS Y VALLAS",null,"0,00 %","0,00"]
[107383,"Plano de evac en lám galvan de 2mm. 0.22X0.26 m","UN","AVISOS Y VALLAS",null,"0,00 %","0,00"]
[107382,"Plano de evac en lám galvan de 2mm. 0.33X0.26m","UN","AVISOS Y VALLAS",null,"0,00 %","0,00"]
[3622,"PLANO GENERAL FORMATO HORIZONTAL","UN","OTROS PREFABRICADOS",null,"0,00 %","0,00"]
[3621,"PLANO GENERAL FORMATO VERTICAL","UN","OTROS PREFABRICADOS",null,"0,00 %","0,00"]
[101341,"Planoteca en cold rolled infer-super Cap:12bandeja","UN","MUEBLES ACCESORIOS","8956232 - IDRD - MEDIA ARMONICA COTIZACIONES","19,00 %","$ 9.095.947,00","2019-04-02"]
[100815,"PLANTA   HELECHO NATIVO  JARDIN(Sum+Inst)sin tierr","UN","ARBOLES Y PLANTAS",null,"0,00 %","0,00"]
[102808,"PLANTA   HIEDRA MIAMI  PARA JARDIN","UN","ARBOLES Y PLANTAS","860061089 - IDRD - PROYECCIÓN","19,00 %","$ 1.371,00","2023-03-29"]
[100813,"PLANTA   VINCA  PARA JARDIN","UN","ARBOLES Y PLANTAS","860061089 - IDRD - PROYECCIÓN","0,00 %","$ 1.584,00","2022-01-28"]
[101627,"Planta  Insonorización+accesorios Montaje+traslado","UN","APARATOS ELECTRICOS","562221312 - IDRD - VALOR CIO AJUSTADO","19,00 %","$ 22.636.379,00","2019-04-24"]
[100812,"PLANTA  STATIS  PARA JARDIN(Sum+Inst)","UN","ARBOLES Y PLANTAS",null,"0,00 %","0,00"]
[101625,"Planta 300 KVA 1800rpm 60 Hz  ACPM 208/120V","UN","APARATOS ELECTRICOS",null,"0,00 %","0,00"]
[104496,"PLANTA ACHIRA PARA JARDIN","UN","ARBOLES Y PLANTAS","860061089 - IDRD - PROYECCIÓN","0,00 %","$ 5.281,00","2022-01-24"]
[100582,"Planta Carrizo","UN","JARDINERIA Y GRAMAS","860061089 - IDRD - PROYECCIÓN","0,00 %","$ 15.272,00","2022-01-31"]
[105081,"PLANTA DE AROMA RESEDA  PARA JARDIN","UN","ARBOLES Y PLANTAS","860061089 - IDRD - PROYECCIÓN","0,00 %","$ 2.640,00","2022-01-28"]
[105618,"PLANTA DE EMERGENCIA 95KVA -105  KVA  PRIME","UN","APARATOS ELECTRICOS",null,"0,00 %","0,00"]
[105624,"PLANTA DE EMERGENCIA DE 95kW - 105 kVA PRIME, EFEC","UN","INST. ELECTRICAS",null,"0,00 %","0,00"]
[105010,"PLANTA DE EMERGENCIA POT.PRIME (45 KVA-2.640mN.M)","UN","APARATOS ELECTRICOS",null,"0,00 %","0,00"]
[104816,"PLANTA ELECTRICA DE EMERGENCIA 30 KVA Bogota","UN","INST. ELECTRICAS",null,"0,00 %","0,00"]
[105636,"PLANTA ELECTRICA DE EMERGENCIA 35 KVA Bogota","UN","SUBESTACION",null,"0,00 %","0,00"]
[105079,"PLANTA ENREDADERA MADRESELVA  PARA JARDIN","UN","JARDINERIA Y GRAMAS",null,"0,00 %","0,00"]
[105253,"Planta Enredadera Ojo de Poeta (0,40M) sin transp.","UN","ARBOLES Y PLANTAS",null,"0,00 %","0,00"]
[100973,"Planta Enredadera Ojo de Poeta (0,40M)+ transporte","UN","ARBOLES Y PLANTAS",null,"0,00 %","0,00"]
[100584,"Planta Garra de canguro amarilla","UN","JARDINERIA Y GRAMAS","860061089 - IDRD - PROYECCIÓN","0,00 %","$ 13.519,00","2022-01-31"]
[100583,"Planta Garra de canguro roja","UN","JARDINERIA Y GRAMAS","860061089 - IDRD - PROYECCIÓN","0,00 %","$ 13.519,00","2022-01-31"]
[100938,"PLANTA GENERADORA A GASOLINA DE 5 KW (Alquiler)","DD","PLANTAS ELECTRICAS","860061089 - IDRD - PROYECCIÓN","19,00 %","$ 53.175,00","2023-03-24"]
[102477,"Planta generadora eléctrica trifásica 220V GEP13.5","UN","APARATOS ELECTRICOS",null,"0,00 %","0,00"]
[100814,"PLANTA HIEDRA UÑA DE GATO  PARA JARDIN","UN","ARBOLES Y PLANTAS","860061089 - IDRD - PROYECCIÓN","0,00 %","$ 1.602,00","2022-01-28"]
[109076,"PLANTA IP PARA VOZ 500 US 50 CUENT TR  SIP 30 LLA","UN","APARATOS ELECTRICOS",null,"0,00 %","0,00"]
[106757,"PLANTA OREJA DE RATON  (Sum+Inst) sin tierra","UN","ARBOLES Y PLANTAS",null,"0,00 %","0,00"]
[100585,"Planta Pennisetum**","UN","ARBOLES Y PLANTAS","860061089 - IDRD - PROYECCIÓN","0,00 %","$ 2.532,00","2022-01-28"]
[101243,"PLANTA PORTATIL INDUST.10-12KVA-DIESEL- ALQUILER","DD","PLANTAS ELECTRICAS","860.001.498-9 - CONSTRUDATA","19,00 %","$ 70.897,00","2023-03-22"]
[101849,"PLANTA POTABILIZACIÓN DE AGUAS LLUVIAS","UN","VARIOS","77777777777 - CONTRATO CONSULTORIA CEFE COMETAS","19,00 %","$ 40.000.000,00","2019-04-11"]
[101677,"PLANTA SOLAR 1.5 KWp (1.950 KWh)","UN","INST. ELECTRICAS",null,"0,00 %","0,00"]
[105433,"PLANTACION DE ARBOLES ver descripcion tecnica","UN","JARDINERIA Y GRAMAS",null,"0,00 %","0,00"]
[3091,"PLANTAS ELECTRICAS MOD.MLS100","UN","PLANTAS ELECTRICAS",null,"0,00 %","0,00"]
[3046,"PLANTAS ELECTRICAS MOD.MLS25","UN","PLANTAS ELECTRICAS",null,"0,00 %","0,00"]
[108038,"Plantas Techo Verde","UN","ARBOLES Y PLANTAS",null,"0,00 %","0,00"]
[107385,"Plantas varias","UN","ARBOLES Y PLANTAS",null,"0,00 %","0,00"]
[107386,"Plantas varias  tipo2 (mediana altura)","UN","ARBOLES Y PLANTAS",null,"0,00 %","0,00"]
[107377,"plantilla en plotter de corte de baja adherencia","M2","AVISOS Y VALLAS","47874222222 - CONTRATO CONSULTORIA CDRC 1","19,00 %","$ 52.000,00","2019-12-23"]
[1675,"PLAQUETA","M2","PREFABRICADOS",null,"0,00 %","0,00"]
[2218,"PLAQUETA DE 50X1.00X0,6","M2","PREFABRICADOS CONCRETO",null,"0,00 %","0,00"]
[2177,"PLAQUETA DE 60x40x0.6","M2","PREFABRICADOS CONCRETO",null,"0,00 %","0,00"]
[2216,"PLAQUETA REJILLA (40x40x0.6) TRAFICO LIVIANO","UN","PREFABRICADOS CONCRETO",null,"0,00 %","0,00"]
[103737,"PLASTIFICADO PLATAFORMA CUADRADA","UN","MOBILIARIO URBANO Y SEÑALIZAC.","860061089 - IDRD - PROYECCIÓN","19,00 %","$ 582.746,00","2023-03-24"]
[103738,"PLASTIFICADO PLATAFORMA TRIANGULAR","UN","MOBILIARIO URBANO Y SEÑALIZAC.","860061089 - IDRD - PROYECCIÓN","19,00 %","$ 343.500,00","2023-03-24"]
[105184,"PLASTIMENT AD-20 (TAMBOR DE 230 Kg)","KG","ADITIVOS. MORTEROS",null,"0,00 %","0,00"]
[105186,"PLASTIMENT AD-40 (TAMBOR DE 230 KG)","KG","ADITIVOS. MORTEROS","860061089 - IDRD - PROYECCIÓN","19,00 %","$ 6.952,00","2023-03-28"]
[694,"PLASTIMENT BV40 (Plast) 20 KILOS (FUERA DE MERCADO","KG","IMPERMEABILIZANTES",null,"0,00 %","0,00"]
[2935,"PLASTOCRETE 169 HE","KG","IMPERMEABIL.,ADITIVOS,QUIMICOS","860061089 - IDRD - PROYECCIÓN","19,00 %","$ 7.866,00","2022-01-31"]
[676,"PLASTOCRETE DM SIKA IMPERMEABILIZANTE 20 KG","KG","IMPERMEABILIZANTES","8956232 - IDRD - MEDIA ARMONICA COTIZACIONES","19,00 %","$ 22.186,00","2023-03-06"]
[101091,"Plastocrete169HE ó (Basf)Masterapid 230Kg **","KG","IMPERMEABILIZANTES",null,"0,00 %","0,00"]
[105135,"PLATA Análisis Aguas Superficiales Piscina","UN","AGUAS","860061089 - IDRD - PROYECCIÓN","19,00 %","$ 37.725,00","2022-01-28"]
[106828,"PLATAFORMA  NATACION SEMIPROFESIONAL-","UN","PISCINAS",null,"0,00 %","0,00"]
[104128,"PLATAFORMA ADULTOS/MAYORES-IDRD(SUM+INST)","UN","MOBILIARIO URBANO Y SEÑALIZAC.",null,"0,00 %","0,00"]
[103027,"Plataforma cuadrada juego inf. (suministro) **","UN","MOBILIARIO URBANO Y SEÑALIZAC.","860061089 - IDRD - PROYECCIÓN","19,00 %","$ 813.066,00","2023-03-24"]
[100433,"Plataforma cuadrada Modulo juegos (Sumin e Ins) **","UN","OTROS PREFABRICADOS",null,"0,00 %","0,00"]
[12736,"PLATAFORMA DE LEVANTAMIENTO DE PESAS 4,00 x 4,00 Ml - Marca ZKC - Suelo de Madera Roble","UN","Pisos","860061089 - IDRD - PROYECCIÓN","19,00 %","$ 58.037.903,00","2022-06-07"]
[105265,"PLATAFORMA DE SALTO PARA GIMNASIO CANINO(SUM+TRA)","UN","MOBILIARIO PARQUES","860061089 - IDRD - PROYECCIÓN","19,00 %","$ 3.749.007,00","2022-12-28"]
[106454,"Plataforma Encuachetada escaleras-Puentes (50x60cm","UN","MOBILIARIO PARQUES",null,"0,00 %","0,00"]
[103712,"PLATAFORMA HIDRAULIC. TIPO TIJERA","DD","MISCELANEA",null,"0,00 %","0,00"]
[103536,"PLATAFORMA METALICA","UN","MISCELANEA",null,"0,00 %","0,00"]
[104008,"PLATAFORMA METALICA  (UN)","DD","EQUIPO ALQUILER Y MAQUINARIA",null,"0,00 %","0,00"]
[106822,"PLATAFORMA NATACION-PROFESIONAL-C-ACUATICO","UN","ACTIVIDADES ESPECIALES",null,"0,00 %","0,00"]
[100684,"Plataforma Para Banca Abdominales(en Mto)Sum+Trans","UN","MOBILIARIO URBANO Y SEÑALIZAC.","555555555555 - IDRD - MEDIANA DE COTIZACIONES","19,00 %","$ 669.375,00","2019-03-07"]
[104389,"PLATAFORMA TRABAJO ALTURA (Sobre camión)20m","HR","EQUIPO ALQUILER Y MAQUINARIA","860061089 - IDRD - PROYECCIÓN","19,00 %","$ 148.842,00","2023-03-24"]
[106090,"PLATAFORMA TRABAJO EN ALTURA BRAZO ART. OPERARIO","HR","EQUIPO ALQUILER Y MAQUINARIA","860061089 - IDRD - PROYECCIÓN","19,00 %","$ 162.940,00","2022-01-27"]
[100434,"Plataforma triang Modulo juegos (Sumin e Ins) **","UN","OTROS PREFABRICADOS",null,"0,00 %","0,00"]
[103029,"Plataforma triangular juego infantil (sumin.) **","UN","MOBILIARIO URBANO Y SEÑALIZAC.","860061089 - IDRD - PROYECCIÓN","19,00 %","$ 735.243,00","2023-03-29"]
[12746,"PLATAFORMAS DE ENTRENAMIENTO PARA LEVANTAMIENTO DE PESAS ","M2","Pisos","666665454444 - IDRD - MENOR PRECIO DE COTIZACIONES","19,00 %","$ 733.040,00","2020-11-26"]
[100978,"PLATINA    1/2\"  x 1/2 \"","ML","LAMINAS PLATINAS",null,"0,00 %","0,00"]
[101013,"Platina   1 1/4\"  x 1/8\"  x 6.00m **","ML","LAMINAS PLATINAS","555555555555 - IDRD - MEDIANA DE COTIZACIONES","19,00 %","$ 3.760,00","2022-04-07"]
[103564,"PLATINA   1/2\"  x 3/16\" X 6.00 ML","UN","LAMINAS PLATINAS","860061089 - IDRD - PROYECCIÓN","19,00 %","$ 23.557,00","2023-03-28"]
[737,"PLATINA   2 x  ¼\"  (L=6M)","UN","LAMINAS PLATINAS","555555555555 - IDRD - MEDIANA DE COTIZACIONES","19,00 %","$ 43.071,00","2019-03-04"]
[101346,"PLATINA   2 x  3/16\" (6m)","UN","LAMINAS PLATINAS",null,"0,00 %","0,00"]
[100966,"PLATINA   2\" x  3/16\" + Angulo 1\"x1\"L=0,12m","UN","LAMINAS PLATINAS",null,"0,00 %","0,00"]
[100349,"Platina   3/4\"  x 1/8\"   **","ML","LAMINAS PLATINAS","860061089 - IDRD - PROYECCIÓN","19,00 %","$ 2.260,00","2023-03-24"]
[3301,"PLATINA   3/8\" x 1 1/2\"","UN","LAMINAS PLATINAS","860061089 - IDRD - PROYECCIÓN","19,00 %","$ 126.168,00","2023-03-29"]
[103004,"Platina  1/8\"  x 1\"***","ML","LAMINAS PLATINAS","860061089 - IDRD - PROYECCIÓN","19,00 %","$ 4.540,00","2022-06-06"]
[3702,"PLATINA  DIAGONALES 1.1cm","UN","LAMINAS PLATINAS",null,"0,00 %","0,00"]
[103083,"PLATINA  HR 1/2 X1/8 X 6MT","UN","LAMINAS PLATINAS",null,"0,00 %","0,00"]
[104117,"PLATINA (0.02X0.45m) e=2cm Acero Inox.","UN","ACEROS,HIERROS/MALLAS,CERCHAS","58854747 - FERRECORTES LA CAMPIÑA","19,00 %","$ 54.365,99","2019-05-09"]
[104116,"PLATINA (0.033X0.84m) 5/8\" Acero Inoxidable","UN","ACEROS,HIERROS/MALLAS,CERCHAS","58854747 - FERRECORTES LA CAMPIÑA","19,00 %","$ 97.090,01","2019-05-09"]
[103671,"PLATINA (15X25CM)3/8\"HIERRO","UN","MISCELANEA",null,"0,00 %","0,00"]
[103323,"PLATINA 0.15X0.15X3/16\"\"","UN","INST. HIDRAUL/SANIT. Y LAMINAS","8956232 - IDRD - MEDIA ARMONICA COTIZACIONES","19,00 %","$ 8.160,00","2019-04-01"]
[101814,"PLATINA 0.20X0.20M; 1/4\"","UN","LAMINAS PLATINAS","66665555555 - IDRD - MEDIA ARITMETICA DE COTIZACIONES","16,00 %","$ 7.904,00","2019-03-13"]
[101813,"PLATINA 0.30X0.30M; 1/4\" USAR CIO 100979","UN","LAMINAS PLATINAS",null,"0,00 %","0,00"]
[100979,"Platina 1/4\" de 0,3x0,3 m","UN","LAMINAS PLATINAS","860061089 - IDRD - PROYECCIÓN","19,00 %","$ 22.758,00","2023-03-29"]
[52,"PLATINA 1/4\" x 1 1/2\" x 6m","UN","LAMINAS PLATINAS","860061089 - IDRD - PROYECCIÓN","19,00 %","$ 51.866,00","2023-03-28"]
[104146,"PLATINA 1/8 X 1/2\"","ML","ACEROS,HIERROS/MALLAS,CERCHAS",null,"0,00 %","0,00"]
[101214,"PLATINA 1/8\"  media luna r=0.15m","UN","LAMINAS PLATINAS","8956232 - IDRD - MEDIA ARMONICA COTIZACIONES","19,00 %","$ 10.787,00","2022-04-29"]
[101213,"PLATINA 1/8\" D=0.30m","UN","LAMINAS PLATINAS","860061089 - IDRD - PROYECCIÓN","19,00 %","$ 12.840,00","2023-03-29"]
[104048,"PLATINA 1-1/2\"X3/16\"L=6M","UN","FERRETERIA Y HERRAMIENTAS",null,"0,00 %","0,00"]
[103084,"PLATINA 11/2X1/8\"","ML","MISCELANEA",null,"0,00 %","0,00"]
[103480,"PLATINA 1X3/16\"**","ML","MISCELANEA",null,"0,00 %","0,00"]
[103322,"PLATINA 21/2\"X 3/16\"","ML","LAMINAS PLATINAS","860061089 - IDRD - PROYECCIÓN","19,00 %","$ 6.993,00","2020-01-13"]
[103672,"PLATINA 21/2\"X3/8\"L=0.60M","UN","MISCELANEA",null,"0,00 %","0,00"]
[104181,"Platina 3/4\"x1/4\"","ML","FERRETERIA Y HERRAMIENTAS",null,"0,00 %","0,00"]
[105843,"PLATINA 3X 1/4\"","ML","ACEROS Y HIERROS",null,"0,00 %","0,00"]
[105845,"PLATINA 3X 3/8\"HIERRO","ML","ACEROS Y HIERROS",null,"0,00 %","0,00"]
[105375,"PLATINA 5/16\" D=0.15 m","UN","MOBILIARIO URBANO Y SEÑALIZAC.","860061089 - IDRD - PROYECCIÓN","19,00 %","$ 18.732,00","2022-01-30"]
[103876,"PLATINA 5/8\"X1/8**","ML","ACEROS,HIERROS/MALLAS,CERCHAS","860061089 - IDRD - PROYECCIÓN","19,00 %","$ 2.326,00","2023-03-24"]
[104784,"Platina 6mm ASTM A570 - Grado 33","KG","LAMINAS PLATINAS",null,"0,00 %","0,00"]
[104571,"PLATINA ACERO  0,20  X 0,10  X 1/4\"","UN","LAMINAS PLATINAS","860061089 - IDRD - PROYECCIÓN","19,00 %","$ 16.809,00","2023-03-28"]
[103991,"PLATINA ACERO 0.2 X 0.20 X 1/8\"","UN","MISCELANEA",null,"0,00 %","0,00"]
[520,"PLATINA COBRE 1/8\" x   3/4\"","ML","FERRETERIA",null,"0,00 %","0,00"]
[521,"PLATINA COBRE 1/8\" x 1 1/2\"","ML","FERRETERIA",null,"0,00 %","0,00"]
[104835,"PLATINA DE COBRE 5X25MM (L=1.00M)","UN","APARATOS ELECTRICOS",null,"0,00 %","0,00"]
[104642,"Platina de transferencia 3/4\"x1/4\"","KG","LAMINAS PLATINAS",null,"0,00 %","0,00"]
[102790,"PLATINA GALVANIZADA PARA BARANDA","UN","LAMINAS PLATINAS",null,"0,00 %","0,00"]
[105637,"PLATINA HIERRO (1/4\"X3\") L=6M;PESO=22.8Kg/UN","KG","ACEROS Y HIERROS",null,"0,00 %","0,00"]
[104012,"PLATINAS EN ELE Y U BISAGRAS Y ENGANCHE","UN","MISCELANEA",null,"0,00 %","0,00"]
[102430,"PLATINAS PARA LAS ESTACIONES RUTAS MURO ESCALAR","UN","IMPERMEABIL.,ADITIVOS,QUIMICOS",null,"0,00 %","0,00"]
[106452,"Plato para Módulo Twister Lam. Alfajor 3mm Ø=30cm","UN","MOBILIARIO PARQUES",null,"0,00 %","0,00"]
[108405,"PLENUM","UN","SISTEMAS VENTILACION",null,"0,00 %","0,00"]
[102632,"Plexipave line color **","GLN","IMPERMEABILIZANTES",null,"0,00 %","0,00"]
[12804,"Pliego acetato grueso para stencil","ML","MOBILIARIO URBANO Y SEÑALIZAC.","860061089 - IDRD - PROYECCIÓN","19,00 %","$ 21.065,00","2022-01-30"]
[108030,"Plnatas varias tipo 2","UN","ARBOLES Y PLANTAS","47874222222 - CONTRATO CONSULTORIA CDRC 1","19,00 %","$ 1.859,01","2019-12-02"]
[105522,"PLOMO","UN","ENSAYOS DE LABORATORIO",null,"0,00 %","0,00"]
[100850,"Plotter HP 510 (Alquiler)","MES","VARIOS","860061089 - IDRD - PROYECCIÓN","19,00 %","$ 1.241.510,01","2023-03-17"]
[9822,"PLUG RJ -45 BLINDADO","UN","CABLEADO ESTRUCTURADO",null,"0,00 %","0,00"]
[9818,"PLUG RJ -45 CAT5E","UN","CABLEADO ESTRUCTURADO",null,"0,00 %","0,00"]
[9803,"PLUG RJ -45 SOLID","UN","CABLEADO ESTRUCTURADO",null,"0,00 %","0,00"]
[106545,"PLUG TELEFÓNICO RJ-11","UN","CABLES",null,"0,00 %","0,00"]
[106546,"PLUG TELEFÓNICO RJ-9","UN","CABLES",null,"0,00 %","0,00"]
[151,"PLUMA ELECTRICA Trif.","DD","EQUIPO ALQUILER Y MAQUINARIA","860061089 - IDRD - PROYECCIÓN","19,00 %","$ 31.474,00","2023-03-28"]
[1715,"PLUMA GRUA  ELECTRICA Trif:","MES","EQUIPO ALQUILER Y MAQUINARIA","555555555555 - IDRD - MEDIANA DE COTIZACIONES","19,00 %","$ 392.700,00","2019-03-29"]
[258,"PLUMA GRUA MOTOR A GASOLINA","DD","EQUIPO ALQUILER Y MAQUINARIA",null,"0,00 %","0,00"]
[460,"PLUMA GRUA MOTOR A GASOLINA","MES","EQUIPO ALQUILER Y MAQUINARIA",null,"0,00 %","0,00"]
[105926,"Pluviómetro electr. RAIN CHECK de rain & bird o eq","UN","MISCELANEA",null,"0,00 %","0,00"]
[103980,"POCETA LAVAPLAT.ACERO.INOX.L=56CM,A=34CM,PROF=17CM","UN","GRIFERIAS,APARATOS,ACCESORIOS","66665555555 - IDRD - MEDIA ARITMETICA DE COTIZACIONES","19,00 %","$ 149.422,00","2019-03-11"]
[3266,"POCETA V.I.S  CHLLG","UN","Lavaplatos, Pocetas,Lavaderos",null,"0,00 %","0,00"]
[108768,"PocetaSencilla M-709(60x69x87cm)","UN","ACCESORIOS HIDROSANITARIOS",null,"0,00 %","0,00"]
[105344,"Poda de árboles y retiro de los desechos producto","UN","JARDINERIA Y GRAMAS",null,"0,00 %","0,00"]
[105406,"Poda de árboles y retiro de. Ver descripion tecni.","UN","JARDINERIA Y GRAMAS",null,"0,00 %","0,00"]
[105407,"Poda de árboles y retiro de. Ver descripion tecni.","UN","JARDINERIA Y GRAMAS",null,"0,00 %","0,00"]
[105408,"Poda de árboles y retiro de. Ver descripion tecni.","UN","JARDINERIA Y GRAMAS",null,"0,00 %","0,00"]
[105409,"Poda de árboles y retiro de. Ver descripion tecni.","UN","JARDINERIA Y GRAMAS",null,"0,00 %","0,00"]
[105410,"Poda de árboles y retiro de. Ver descripion tecni.","UN","JARDINERIA Y GRAMAS",null,"0,00 %","0,00"]
[105411,"Poda de árboles y retiro de. Ver descripion tecni.","UN","JARDINERIA Y GRAMAS",null,"0,00 %","0,00"]
[105412,"Poda de árboles y retiro de. Ver descripion tecni.","UN","JARDINERIA Y GRAMAS",null,"0,00 %","0,00"]
[105342,"Poda de árboles y retiro. Ver descripción técnica","UN","JARDINERIA Y GRAMAS",null,"0,00 %","0,00"]
[105343,"Poda de árboles y retiro. Ver descripción técnica","UN","JARDINERIA Y GRAMAS",null,"0,00 %","0,00"]
[105345,"Poda de árboles y retiro. Ver descripción técnica","UN","JARDINERIA Y GRAMAS",null,"0,00 %","0,00"]
[105346,"Poda de árboles y retiro. Ver descripción técnica","UN","JARDINERIA Y GRAMAS",null,"0,00 %","0,00"]
[105347,"Poda de árboles y retiro. Ver descripción técnica","UN","JARDINERIA Y GRAMAS",null,"0,00 %","0,00"]
[105348,"Poda de árboles y retiro. Ver descripción técnica","UN","JARDINERIA Y GRAMAS",null,"0,00 %","0,00"]
[105365,"Poda de árboles y retiro. Ver descripción técnica","UN","JARDINERIA Y GRAMAS",null,"0,00 %","0,00"]
[105366,"Poda de árboles y retiro. Ver descripción técnica","UN","JARDINERIA Y GRAMAS",null,"0,00 %","0,00"]
[105367,"Poda de árboles y retiro. Ver descripción técnica","UN","JARDINERIA Y GRAMAS",null,"0,00 %","0,00"]
[105369,"Poda de árboles y retiro. Ver descripción técnica","UN","JARDINERIA Y GRAMAS",null,"0,00 %","0,00"]
[105370,"Poda de árboles y retiro. Ver descripción técnica","UN","JARDINERIA Y GRAMAS",null,"0,00 %","0,00"]
[105371,"Poda de árboles y retiro. Ver descripción técnica","UN","JARDINERIA Y GRAMAS",null,"0,00 %","0,00"]
[105372,"Poda de árboles y retiro. Ver descripción técnica","UN","JARDINERIA Y GRAMAS",null,"0,00 %","0,00"]
[105373,"Poda de árboles y retiro. Ver descripción técnica","UN","JARDINERIA Y GRAMAS",null,"0,00 %","0,00"]
[106711,"Poda Zona Verde (Carg+Retiro)  30.000 M2","M2","ARBOLES Y PLANTAS","860061089 - IDRD - PROYECCIÓN","19,00 %","$ 673,00","2023-03-30"]
[107855,"POLEA ALTA ISOLATERAL","UN","MOBILIARIO URBANO Y SEÑALIZAC.",null,"0,00 %","0,00"]
[12547,"POLEA ALTA ISOLATERAL - FUERZA","UN","DOTACION GIMNASIOS CEFE EQUIPOS PARA FUERZA","125457845 - FITNESS MARKET","19,00 %","$ 28.030.944,00","2019-10-23"]
[105883,"POLEA ANTIRETORNO Cuerda 13mm Resist:(5.000lbs)","UN","ELEMENTOS DE SEGURIDAD","860061089 - IDRD - PROYECCIÓN","19,00 %","$ 205.910,00","2022-01-27"]
[101913,"Polea de 2\" sencilla cabeza movil","UN","MISCELANEA","8956232 - IDRD - MEDIA ARMONICA COTIZACIONES","19,00 %","$ 10.127,00","2019-05-17"]
[104027,"Polea Diferencial 5Tn-2 Ramal Cadena 6-3m de levan","UN","MISCELANEA",null,"0,00 %","0,00"]
[100690,"Polietileno **","M2","HERRAMIENTA","860061089 - IDRD - PROYECCIÓN","19,00 %","$ 2.272,00","2023-03-29"]
[103574,"POLIETILENO A=4M; CAL.6 NEGRO","ML","MISCELANEA",null,"0,00 %","0,00"]
[103576,"POLIETILENO A=4M; CAL.6 NEGRO","M2","MISCELANEA","860061089 - IDRD - PROYECCIÓN","19,00 %","$ 2.166,00","2023-03-29"]
[104620,"POLIETILENO BAJA DENS.CAL.6; A=6.00M","ML","FERRETERIA",null,"0,00 %","0,00"]
[103075,"Polietileno Negro Cal. 8(Inc. Transp)**","M2","HERRAMIENTA","8956232 - IDRD - MEDIA ARMONICA COTIZACIONES","19,00 %","$ 1.147,01","2019-03-01"]
[101106,"polimero monolitico","KG","IMPERMEABIL.,ADITIVOS,QUIMICOS",null,"0,00 %","0,00"]
[330,"POLISEC PAVCO","M2","ENCHAPES,PISOS,ALFOMBRAS,PAPEL","66665555555 - IDRD - MEDIA ARITMETICA DE COTIZACIONES","16,00 %","$ 750,00","2019-04-05"]
[103315,"POLISOMBRA","M2","FERRETERIA Y HERRAMIENTAS",null,"0,00 %","0,00"]
[13057,"POLISOMBRA PARA ENCERRAMIENTO TIPO CORTAVIENTO PRIVACIDAD AL 90% ( ROLLO X 400 M2)","M2","FERRETERIA Y HERRAMIENTAS","860061089 - IDRD - PROYECCIÓN","19,00 %","$ 3.502,00","2022-01-30"]
[100689,"Poliuretano 1 mm **","M2","CUBIERTAS",null,"0,00 %","0,00"]
[102335,"POLIURETANO 3\" (2.00 m X 1.00 m)","M2","Enchapes",null,"0,00 %","0,00"]
[100687,"Poliuretano 4 mm **","M2","CUBIERTAS",null,"0,00 %","0,00"]
[100036,"Polivalvula d=1 \" para gas  **","UN","TUBERIA HIDROSANITARIA",null,"0,00 %","0,00"]
[100188,"Polivalvula d=1/2 \" para gas  **","UN","TUBERIA HIDROSANITARIA",null,"0,00 %","0,00"]
[100187,"Polivalvula d=3/4 \" para gas  **","UN","TUBERIA HIDROSANITARIA",null,"0,00 %","0,00"]
[107910,"POLTRONA BRAVIA 2 PUESTOS CDRC","UN","MUEBLES ACCESORIOS",null,"0,00 %","0,00"]
[102538,"POLVO DE LADRILLO ENLONADO+TRANSPORTE","M3","PAVIMENTOS",null,"0,00 %","0,00"]
[100747,"POLVO DE LADRILLO+TRANSPORTE","M3","PAVIMENTOS","8956232 - IDRD - MEDIA ARMONICA COTIZACIONES","19,00 %","$ 287.473,00","2023-03-31"]
[103563,"POMAS CRISTAL PRISMA","UN","MISCELANEA",null,"0,00 %","0,00"]
[101101,"PORCELAGRES ALFA 30X30 **","M2","Pisos","6555555555 - IDRD - MENOR VALOR   DE COTIZACIONES","19,00 %","$ 26.900,00","2019-07-04"]
[101298,"PORCELANATO  BLANCO - BEIGE ALFA (60X60)","M2","ENCHAPES,PISOS,ALFOMBRAS,PAPEL","860061089 - IDRD - PROYECCIÓN","19,00 %","$ 52.189,00","2023-03-29"]
[3304,"PORCELANATO ANDORA","M2","ENCHAPES,PISOS,ALFOMBRAS,PAPEL","860061089 - IDRD - PROYECCIÓN","19,00 %","$ 57.478,00","2023-03-29"]
[102731,"PORCELANATO BLANCO 46.1X46.1","M2","ENCHAPES,PISOS,ALFOMBRAS,PAPEL",null,"0,00 %","0,00"]
[102730,"PORCELANATO BLANCO 46.1X46.1 CAJA X 1.48M2","CAJA","ENCHAPES,PISOS,ALFOMBRAS,PAPEL",null,"0,00 %","0,00"]
[103618,"PORCELANATO BOUT. GIORDANO WITE 45X45","M2","MISCELANEA",null,"0,00 %","0,00"]
[3069,"PORCELANATO EBRO BEIGE","M2","ENCHAPES,PISOS,ALFOMBRAS,PAPEL",null,"0,00 %","0,00"]
[3054,"PORCELANATO PIEDRA PIZARRA","M2","ENCHAPES,PISOS,ALFOMBRAS,PAPEL",null,"0,00 %","0,00"]
[103415,"Porcelanato Pizarra 30x60 Beige**","M2","MISCELANEA",null,"0,00 %","0,00"]
[786,"PORTA AISLADOR 1 PUESTO CRUCETA MADERA","UN","CAJAS, ARMARIOS, TABLEROS","860061089 - IDRD - PROYECCIÓN","19,00 %","$ 10.563,00","2023-03-28"]
[3695,"PORTA AISLADOR 3 PUESTO","UN","ACEROS,HIERROS/MALLAS,CERCHAS",null,"0,00 %","0,00"]
[10737,"PORTA AISLADOR 3 PUESTO","UN","CAJAS, ARMARIOS, TABLEROS","8956232 - IDRD - MEDIA ARMONICA COTIZACIONES","19,00 %","$ 30.999,00","2022-07-18"]
[522,"PORTACANDADO NEGRO No. 4","UN","FERRETERIA","860061089 - IDRD - PROYECCIÓN","19,00 %","$ 29.345,00","2022-01-30"]
[3628,"PORTAPENDONES 1 CARA","UN","PREFABRICADOS METALICOS",null,"0,00 %","0,00"]
[3629,"PORTAPENDONES 2 CARAS","UN","PREFABRICADOS METALICOS",null,"0,00 %","0,00"]
[107310,"portarollos metalico de papel higiénico circular a","UN","GRIFERIAS,APARATOS,ACCESORIOS",null,"0,00 %","0,00"]
[101504,"Portatoma para canaleta 10x4 de 2 puntos de datos","UN","APARATOS ELECTRICOS",null,"0,00 %","0,00"]
[3753,"PORTERIA  FUTBOL PROFESIONAL 7.32 ml (SUM)FIJA","JGO","PREFABRICADOS METALICOS","8956232 - IDRD - MEDIA ARMONICA COTIZACIONES","19,00 %","$ 4.794.924,00","2023-03-22"]
[102564,"PORTERIA  FUTBOL SEMI PROFESIONAL (SUM+INST) **","UN","PREFABRICADOS METALICOS",null,"0,00 %","0,00"]
[105675,"PORTERIA MOVIL FUTBOL 11  2.50X7.32 ml (SUM)","JGO","PREFABRICADOS METALICOS","860061089 - IDRD - PROYECCIÓN","19,00 %","$ 4.680.061,00","2023-03-24"]
[105676,"PORTERIA MOVIL FUTBOL 8  2.0x3.0 mts (SUM)","JGO","PREFABRICADOS METALICOS","860061089 - IDRD - PROYECCIÓN","19,00 %","$ 2.295.714,00","2023-03-24"]
[3751,"PORTERIA MULTIFUNCIONAL","UN","PREFABRICADOS METALICOS",null,"0,00 %","0,00"]
[103903,"Porton Industrial (puerta metalica corrediz) **","M2","MISCELANEA",null,"0,00 %","0,00"]
[106353,"Poste Bayoneta Pua-acero 21/4\"x21/4\"Cal.16L=2.50m","UN","MOBILIARIO URBANO Y SEÑALIZAC.","860061089 - IDRD - PROYECCIÓN","19,00 %","$ 202.604,00","2022-01-30"]
[104159,"POSTE CONC.TIPO LINEA/A.P.-(RESIST:510Kg)H=8M","UN","INST. ELECTRICAS",null,"0,00 %","0,00"]
[2610,"POSTE CONCR(11x11) 2.2mPARA CERCA(6 HILOS)","UN","PREFABRICADOS",null,"0,00 %","0,00"]
[103519,"POSTE CONCR(11X11) 2.4m.PARA CERCA(8 HILOS)","UN","PREFABRICADOS",null,"0,00 %","0,00"]
[2608,"POSTE CONCR(11X11) 2m.PARA CERCA(5 HILOS)","UN","PREFABRICADOS","860061089 - IDRD - PROYECCIÓN","19,00 %","$ 37.279,00","2022-06-07"]
[101693,"POSTE CONCRETO 12m 1050 Kg","UN","CONCRETOS",null,"0,00 %","0,00"]
[103742,"POSTE DE BALONCESTO","UN","MOBILIARIO URBANO Y SEÑALIZAC.","860061089 - IDRD - PROYECCIÓN","19,00 %","$ 1.632.401,00","2023-03-30"]
[2235,"POSTE DE CONC. PRETENS A.P.(14m)RESISTENC:750Kg","UN","CONCRETOS",null,"0,00 %","0,00"]
[2219,"POSTE DE CONC. PRETENS ENERG. Y TEL (8m)","UN","CONCRETOS",null,"0,00 %","0,00"]
[2221,"POSTE DE CONC. PRETENS. ENERG. Y TEL (10m)","UN","CONCRETOS",null,"0,00 %","0,00"]
[102102,"POSTE DE CONC. PRETENS. ENERG. Y TEL (10m)","UN","CONCRETOS",null,"0,00 %","0,00"]
[2223,"POSTE DE CONC. PRETENS. ENERG. Y TEL (12m)","UN","CONCRETOS",null,"0,00 %","0,00"]
[2226,"POSTE DE CONC. PRETENS. ENERG. Y TEL (14m)","UN","CONCRETOS",null,"0,00 %","0,00"]
[2220,"POSTE DE CONC. PRETENS. ENERG. Y TEL (8m)","UN","CONCRETOS",null,"0,00 %","0,00"]
[777,"POSTE DE CONC.PRETENS A.P (10m)RESISTENC:1050Kg","UN","PREFABRICADOS",null,"0,00 %","0,00"]
[101465,"POSTE DE CONC.PRETENS A.P (10m)RESISTENC:510Kg","UN","CONCRETOS","860061089 - IDRD - PROYECCIÓN","19,00 %","$ 940.113,01","2023-03-29"]
[102206,"POSTE DE CONC.PRETENS A.P (12m)RESISTENC: 750kg","UN","CONCRETOS","860061089 - IDRD - PROYECCIÓN","19,00 %","$ 1.269.646,00","2023-03-29"]
[101756,"POSTE DE CONC.PRETENS A.P. (12m)RESISTENC:1050Kg","UN","CONCRETOS","860061089 - IDRD - PROYECCIÓN","19,00 %","$ 1.607.729,00","2023-03-29"]
[103172,"POSTE DE CONC.PRETENS A.P.(12m)RESISTENC:510KG","UN","INST. ELECTRICAS",null,"0,00 %","0,00"]
[105088,"POSTE DE CONC.PRETENS A.P.(14m)RESISTENC:750kg","UN","INST. ELECTRICAS","860061089 - IDRD - PROYECCIÓN","19,00 %","$ 1.358.655,00","2023-03-28"]
[101265,"POSTE DE CONC.PRETENS A.P.(16m)RESIST:1050Kg-1 SE","UN","CONCRETOS",null,"0,00 %","0,00"]
[2228,"POSTE DE CONC.PRETENS A.P.(8m) RESISTENC:510 Kg.","UN","CONCRETOS",null,"0,00 %","0,00"]
[102103,"POSTE DE CONC.PRETENS A.P.(8m) RESISTENC:750 Kg","UN","CONCRETOS",null,"0,00 %","0,00"]
[104161,"POSTE DE CONC.PRETENS.A.P.(10M)RESISTENC:510KG","UN","INST. ELECTRICAS",null,"0,00 %","0,00"]
[104160,"POSTE DE CONC.PRETENS.A.P.(10M)RESISTENC:750KG","UN","INST. ELECTRICAS",null,"0,00 %","0,00"]
[101462,"POSTE DE CONC.PRETENS.A.P.(14m) RESISTENC:1050Kg","UN","CONCRETOS","8956232 - IDRD - MEDIA ARMONICA COTIZACIONES","19,00 %","$ 1.240.915,99","2019-03-15"]
[893,"POSTE DE LUZ","ML","MADERAS",null,"0,00 %","0,00"]
[109011,"Poste en Acero inoxidable 6m","UN","APARATOS ELECTRICOS","89585454444 - CONTRATO CONSULTORIA CDRC 2","19,00 %","$ 4.500.000,01","2019-08-14"]
[106025,"POSTE EN CONCRETO PRETENSADO H=16M(1.350KG)linea","UN","INST. ELECTRICAS",null,"0,00 %","0,00"]
[3670,"POSTE GALVANIZADO h= 10.00 DOS BRAZOS","UN","METALICOS",null,"0,00 %","0,00"]
[3669,"POSTE GALVANIZADO h= 10.00 UN BRAZO","UN","METALICOS",null,"0,00 %","0,00"]
[3672,"POSTE GALVANIZADO h= 12.00 DOS BRAZOS","UN","METALICOS",null,"0,00 %","0,00"]
[3671,"POSTE GALVANIZADO h= 12.00 UN BRAZO","UN","METALICOS",null,"0,00 %","0,00"]
[3674,"POSTE GALVANIZADO h= 14.00 DOS BRAZOS","UN","METALICOS",null,"0,00 %","0,00"]
[3673,"POSTE GALVANIZADO h= 14.00 UN BRAZO","UN","METALICOS",null,"0,00 %","0,00"]
[3676,"POSTE GALVANIZADO h= 16.00 DOS BRAZOS","UN","METALICOS",null,"0,00 %","0,00"]
[3675,"POSTE GALVANIZADO h= 16.00 UN BRAZO","UN","METALICOS",null,"0,00 %","0,00"]
[3664,"POSTE GALVANIZADO h= 4.50  DOS BRAZOS","UN","METALICOS",null,"0,00 %","0,00"]
[3663,"POSTE GALVANIZADO h= 4.50  UN BRAZO","UN","METALICOS",null,"0,00 %","0,00"]
[3666,"POSTE GALVANIZADO h= 6.00 DOS BRAZOS","UN","METALICOS",null,"0,00 %","0,00"]
[3668,"POSTE GALVANIZADO h= 8.00 DOS BRAZOS","UN","METALICOS",null,"0,00 %","0,00"]
[3667,"POSTE GALVANIZADO h= 8.00 UN BRAZO","UN","METALICOS",null,"0,00 %","0,00"]
[105793,"Poste Galvanizado Int. y Ext.(57x57mm)Cal.16-Pint.","ML","MOBILIARIO URBANO Y SEÑALIZAC.","860061089 - IDRD - PROYECCIÓN","19,00 %","$ 63.198,00","2022-01-30"]
[3665,"Poste Galvanizado Ø4\" h=6.00+Un brazoØ11/2\"(1.20m)","UN","METALICOS",null,"0,00 %","0,00"]
[105600,"POSTE METAL.H=10M tipo AP+BASE","UN","INST. ELECTRICAS","860061089 - IDRD - PROYECCIÓN","19,00 %","$ 2.102.574,00","2023-03-30"]
[105601,"POSTE METAL.H=12M tipo AP+BASE","UN","INST. ELECTRICAS","860061089 - IDRD - PROYECCIÓN","19,00 %","$ 6.402.553,00","2023-03-28"]
[105039,"POSTE METAL.H=18MLaminHr3.0mm+Canast+Parrilla","UN","TUBERIA","860061089 - IDRD - PROYECCIÓN","19,00 %","$ 17.820.728,00","2023-03-28"]
[105599,"POSTE METAL.H=8M tipo AP+BASE","UN","INST. ELECTRICAS","555555555555 - IDRD - MEDIANA DE COTIZACIONES","19,00 %","$ 1.133.480,00","2022-05-04"]
[106703,"Poste Metáli H=14M+Canast Mant.+Cruceta+Parrill 4","UN","LAMPARAS","8956232 - IDRD - MEDIA ARMONICA COTIZACIONES","19,00 %","$ 5.372.543,00","2022-02-14"]
[101580,"POSTE METALICO ALUMBRADO PUBLICO 5 MTS","UN","INST. ELECTRICAS",null,"0,00 %","0,00"]
[10759,"POSTE METALICO DE 10M GALVANIZADO EN CALIENTE ACABADO EN PINTURA ELECTROESTATICA","UN","METALICOS","8956232 - IDRD - MEDIA ARMONICA COTIZACIONES","19,00 %","$ 3.016.068,01","2022-09-13"]
[13270,"POSTE METALICO H:11,60 M GALVANIZADO EN CALIENTE TRONCOCONICO OCTOGONAL","UN","METALICOS","555555555555 - IDRD - MEDIANA DE COTIZACIONES","19,00 %","$ 4.069.072,01","2022-10-03"]
[12764,"POSTE METALICO H:14 M TRONCOCÓNICO+CANASTA +SOPORTE+LINEA VIDA ","BTO","PREFABRICADOS METALICOS","555555555555 - IDRD - MEDIANA DE COTIZACIONES","19,00 %","$ 4.605.300,00","2020-12-23"]
[6533,"POSTE METALICO h= 6.00 UN BRAZO","UN","METALICOS","8956232 - IDRD - MEDIA ARMONICA COTIZACIONES","19,00 %","$ 706.176,00","2019-04-23"]
[12793,"Poste Metálico H=12 m tipo AP+Base+Brazo Sencillo","UN","INST. ELECTRICAS","860061089 - IDRD - PROYECCIÓN","19,00 %","$ 2.489.874,00","2022-01-28"]
[12779,"POSTE METALICO H=14M ","UN","PREFABRICADOS METALICOS","860061089 - IDRD - PROYECCIÓN","19,00 %","$ 3.816.939,01","2022-01-31"]
[101467,"Poste metálicoH=16m con peldaños,canasta y anclaje","UN","CONCRETOS",null,"0,00 %","0,00"]
[106621,"Poste MetálicoH=9mTipoAP+Base+BrazoSenc.Norma AP-8","UN","INST. ELECTRICAS","860061089 - IDRD - PROYECCIÓN","19,00 %","$ 1.627.576,99","2023-03-28"]
[102607,"Poste Para barra Flexión espalda Tipo-1 (Sum)","UN","MOBILIARIO PARQUES",null,"0,00 %","0,00"]
[2673,"POSTE PARA CERCA  2.50 M.","UN","MADERAS",null,"0,00 %","0,00"]
[105699,"Poste plastico de 9.5x9.5 mts por2.20 no reciclado","UN","ACEROS Y HIERROS",null,"0,00 %","0,00"]
[103175,"Poste plastico de 9.5x9.5mts por 2.20  (reciclado)","UN","ACEROS Y HIERROS",null,"0,00 %","0,00"]
[102371,"Poste poliester reforzado con fibra de vidrio10 mt","UN","MOBILIARIO URBANO Y SEÑALIZAC.","8956232 - IDRD - MEDIA ARMONICA COTIZACIONES","19,00 %","$ 883.786,00","2019-07-19"]
[102370,"Poste poliester reforzado con fibra de vidrio12mt","UN","MOBILIARIO URBANO Y SEÑALIZAC.","8956232 - IDRD - MEDIA ARMONICA COTIZACIONES","19,00 %","$ 1.303.150,00","2019-07-19"]
[105251,"Poste PolipropilenoAlta Resist.L=1.00m(Ø=7cm)punta","UN","PREFABRICADOS",null,"0,00 %","0,00"]
[106422,"Poste PolipropilenoAltaResist(8x2cm) A=61cm F=38cm","UN","EQUIPOS ESPECIALES",null,"0,00 %","0,00"]
[106424,"Poste PolipropilenoAltaResist. (4.5x4.5cm)","ML","CONCRETOS",null,"0,00 %","0,00"]
[100578,"Poste PolipropilenoAltaResist.L=1.00 m(4.5x4.5cm)","UN","CONCRETOS",null,"0,00 %","0,00"]
[102651,"Poste tensión fortinet; Ø=60mm; e=1.5mm L=2.50M","UN","MOBILIARIO URBANO Y SEÑALIZAC.","860061089 - IDRD - PROYECCIÓN","19,00 %","$ 153.339,00","2022-01-30"]
[102653,"Poste tornapuntas fortinet; Ø=38mm; e=1.5mm","UN","MOBILIARIO URBANO Y SEÑALIZAC.","860061089 - IDRD - PROYECCIÓN","19,00 %","$ 138.257,00","2022-01-30"]
[106108,"POSTE-METALICO-H=16M-CON -CANASTA-SOPORTE REFLECTO","UN","INST. ELECTRICAS","860061089 - IDRD - PROYECCIÓN","19,00 %","$ 7.447.104,00","2023-03-28"]
[108578,"POSTENSADO PARA PUENTES DE CONEXION CDRC","ML","ACEROS,HIERROS/MALLAS,CERCHAS",null,"0,00 %","0,00"]
[108577,"POSTENSADO PARA VIGAS DE FACHADA CDRC","ML","ACEROS,HIERROS/MALLAS,CERCHAS",null,"0,00 %","0,00"]
[103815,"POSTES DE 2 MTS METÁLICO","UN","MISCELANEA",null,"0,00 %","0,00"]
[103816,"POSTES DE 2.7  MTS METÁLICO","UN","MISCELANEA",null,"0,00 %","0,00"]
[103817,"POSTES DE 3  MTS METÁLICO","UN","MISCELANEA",null,"0,00 %","0,00"]
[103818,"POSTES DE 3.3  MTS METÁLICOS **NO USAR** ","UN","MISCELANEA","6555555555 - IDRD - MENOR VALOR   DE COTIZACIONES","19,00 %","$ 178.500,00","2019-02-25"]
[107470,"POSTES NATACION ESPALDA (4) Piscina","UN","PISCINAS",null,"0,00 %","0,00"]
[2178,"POSTES PARA CERCA (H 2.05)","UN","CONCRETOS",null,"0,00 %","0,00"]
[2179,"POSTES PARA CERCA (H 2.80)","UN","CONCRETOS",null,"0,00 %","0,00"]
[2180,"POSTES PARA CERCA (POLO PEQUEÑO)","UN","CONCRETOS",null,"0,00 %","0,00"]
[107474,"POSTES SALIDA FALSA (2)  Piscina","UN","PISCINAS",null,"0,00 %","0,00"]
[9487,"POSTES TENIS CON TRINQUETE","PAR","PREFABRICADOS METALICOS",null,"0,00 %","0,00"]
[9486,"POSTES VOLEIBOL GRADUABLES","PAR","PREFABRICADOS METALICOS",null,"0,00 %","0,00"]
[105789,"PosteSujetadorCaninoTuboGalvanizado(Diseño IDRD)","UN","MOBILIARIO URBANO Y SEÑALIZAC.","860061089 - IDRD - PROYECCIÓN","19,00 %","$ 336.329,00","2022-12-28"]
[105288,"Power injector bridge wifi tribuna norte. estadio","UN","EQUIPOS ESPECIALES",null,"0,00 %","0,00"]
[107934,"POWER PACK CON RECEPCION DE CONTROL","UN","LAMPARAS",null,"0,00 %","0,00"]
[101545,"Power pack para sensor de movimiento","UN","INST. ELECTRICAS","77777777777 - CONTRATO CONSULTORIA CEFE COMETAS","19,00 %","$ 83.759,99","2019-04-04"]
[101626,"POWER PACK PARA SENSOR MOVIMIENTO CEFE COMETAS","UN","INST. ELECTRICAS","77777777777 - CONTRATO CONSULTORIA CEFE COMETAS","19,00 %","$ 83.759,99","2019-04-08"]
[107185,"Power pack RMJ-5R-DV-B","UN","LAMPARAS",null,"0,00 %","0,00"]
[100656,"POXIPOLIAMIDA ANTIHONGO ANTIMOHO  2 COMPONENTES","GLN","Bases","860061089 - IDRD - PROYECCIÓN","19,00 %","$ 165.244,00","2023-03-24"]
[695,"POZZOLITH 122-HE (ACELERANTE) x 4 Lt","LT","ADITIVOS Y QUIMICOS",null,"0,00 %","0,00"]
[696,"POZZOLITH 322-NT (Plastastificante) x 4 Lt","LT","ADITIVOS Y QUIMICOS",null,"0,00 %","0,00"]
[697,"POZZOLITH 322-R (RETARDANTE) x 4 Lt","LT","ADITIVOS Y QUIMICOS",null,"0,00 %","0,00"]
[2925,"PQS M20- BC MANGUERA","UN","EQUIPO DE SEGURIDAD INDUSTRIAL",null,"0,00 %","0,00"]
[108607,"PR1LEDOptica (5147)Extensiva310W-144LEDS-33.68lm","UN","MISCELANEA",null,"0,00 %","0,00"]
[108608,"PR2Luminaria LED Optica (5186) Asimetrica 547W","UN","MISCELANEA",null,"0,00 %","0,00"]
[108613,"PR3Luminaria LED Optica (2259) Simetrica 322W-144","UN","MISCELANEA",null,"0,00 %","0,00"]
[108669,"Pre Amp / Mixer M-900MK2","UN","MISCELANEA",null,"0,00 %","0,00"]
[105016,"PRECALENTADOR DE CAMISAS PARA PLANTA DE EMRGENCIA","UN","MISCELANEA",null,"0,00 %","0,00"]
[106954,"Prefab tipo 2 en escalera para GraderiaGeneL=1.40","UN","PREFABRICADOS",null,"0,00 %","0,00"]
[106955,"Prefab tipo 2 en escalera para GraderiaGeneL=1.57","UN","PREFABRICADOS",null,"0,00 %","0,00"]
[106956,"Prefabricad tipo 3 en l para gradería gen l=5,16","UN","PREFABRICADOS",null,"0,00 %","0,00"]
[106957,"Prefabricad tipo 3 en l para gradería gen l=6,10","UN","PREFABRICADOS",null,"0,00 %","0,00"]
[106945,"prefabricado en l para graderia cine huella a:1.1m","UN","PREFABRICADOS",null,"0,00 %","0,00"]
[106950,"prefabricado tipo 1 en l para graderia general","UN","PREFABRICADOS",null,"0,00 %","0,00"]
[106951,"prefabricado tipo 1 en l para graderia general - h","UN","PREFABRICADOS",null,"0,00 %","0,00"]
[108198,"PREFILTROS LAVABLES","UN","SISTEMAS VENTILACION",null,"0,00 %","0,00"]
[107863,"PRENSA ATLETICA INCLINADA (45 Degree )","UN","MOBILIARIO URBANO Y SEÑALIZAC.",null,"0,00 %","0,00"]
[12534,"PRENSA ATLETICA INCLINADA (LINEAR LEG PRESS) FUERZA","UN","DOTACION GIMNASIOS CEFE","125457845 - FITNESS MARKET","19,00 %","$ 29.105.208,31","2019-10-23"]
[107850,"PRENSA HORIZONTAL (Leg Press/415 LBS)","UN","MOBILIARIO URBANO Y SEÑALIZAC.",null,"0,00 %","0,00"]
[12539,"PRENSA HORIZONTAL (SEATED LEG PRESS MUS 3212) - FUERZA","UN","DOTACION GIMNASIOS CEFE","125457845 - FITNESS MARKET","19,00 %","$ 17.496.803,24","2019-10-23"]
[108094,"PRENSASTOPA","UN","MISCELANEA",null,"0,00 %","0,00"]
[107854,"PRESION HOMBRO ISOLATERAL","UN","MOBILIARIO URBANO Y SEÑALIZAC.",null,"0,00 %","0,00"]
[12532,"PRESIÓN HOMBRO ISOLATERAL (SHOULDER PRESS DE HAMMER STRENGTH SELECT) HS-SP - FUERZA","UN","DOTACION GIMNASIOS CEFE EQUIPOS PARA FUERZA","125457845 - FITNESS MARKET","19,00 %","$ 20.083.229,01","2019-10-23"]
[102631,"Prexichrome sintetic finish **","GLN","IMPERMEABILIZANTES",null,"0,00 %","0,00"]
[102633,"Primer **","GLN","IMPERMEABILIZANTES",null,"0,00 %","0,00"]
[104180,"Primer Barrera de vapor","KG","IMPERMEABIL.,ADITIVOS,QUIMICOS","860061089 - IDRD - PROYECCIÓN","19,00 %","$ 61.736,00","2023-03-30"]
[105030,"PRIMER EPOXICO POLIAMIDA VERDE (2 COMPONENTES)","GLN","PINTURAS","8956232 - IDRD - MEDIA ARMONICA COTIZACIONES","19,00 %","$ 203.085,00","2023-03-23"]
[1832,"PRIMER(ANTICORROSIVO) Cr DE Zin VERDE OLIVA","GLN","PINTURAS","860061089 - IDRD - PROYECCIÓN","19,00 %","$ 137.646,00","2023-03-24"]
[101478,"PRIMER(ANTICORROSIVO) CROMATO DE ZINC VERDE OLIVA","GLN","PINTURAS","860061089 - IDRD - PROYECCIÓN","19,00 %","$ 137.646,00","2023-03-24"]
[102689,"PRLICULA DE SEGURIDAD (SUM+INSTAL)","M2","VENTANERIA",null,"0,00 %","0,00"]
[102048,"Probador de Tomas Pt Gfci","UN","HERRAMIENTA","860061089 - IDRD - PROYECCIÓN","19,00 %","$ 26.844,00","2022-01-31"]
[107787,"PROCESADOR DE VEGETALES CL 50 ULTRA 1 SPEED","UN","EQUIPOS PARA COCINA",null,"0,00 %","0,00"]
[108678,"Procesador Electrovoice DC ONE","UN","MISCELANEA",null,"0,00 %","0,00"]
[102912,"Producción especial en planta para mezcla asf. **","UN","MISCELANEA",null,"0,00 %","0,00"]
[103552,"PRODUCTO LIMPIEZA DE VIDRIOS Liquido","UN","MISCELANEA",null,"0,00 %","0,00"]
[100054,"PROFESIONAL ASESOR CATEGORIA 0 - SIN PREST.","MES","TARIFAS PROFESIONALES","860.061.099.1 - IDRD","0,00 %","$ 14.369.485,00","2023-02-13"]
[100023,"PROFESIONAL AUXILIAR (Sin Títulos de Posgrado) SIN PREST.","MES","TARIFAS PROFESIONALES","860.061.099.1 - IDRD","0,00 %","$ 2.453.353,00","2023-02-13"]
[100143,"PROFESIONAL CATEGORÍA 3   (E.G.8;E.E.5) - SIN PREST.","MES","TARIFAS PROFESIONALES","860.061.099.1 - IDRD","0,00 %","$ 8.614.614,00","2023-02-13"]
[100955,"PROFESIONAL CATEGORÍA 3   (E.G.8;E.E.5)+ Prest.","MES","TARIFAS PROFESIONALES","860.061.099.1 - IDRD","0,00 %","$ 11.404.920,00","2022-01-24"]
[100144,"PROFESIONAL CATEGORÍA 4 (E.G.6;E.E.4) - SIN PREST.","MES","TARIFAS PROFESIONALES","860.061.099.1 - IDRD","0,00 %","$ 7.246.083,00","2023-02-13"]
[100855,"PROFESIONAL CATEGORÍA 4 (E.G.6;E.E.4)+Prest.","MES","TARIFAS PROFESIONALES","860.061.099.1 - IDRD","0,00 %","$ 9.593.116,00","2022-01-24"]
[100145,"PROFESIONAL CATEGORÍA 5 (E.G.4;E.E.3) - SIN PREST.","MES","TARIFAS PROFESIONALES","860.061.099.1 - IDRD","0,00 %","$ 5.720.320,00","2023-02-13"]
[13035,"PROFESIONAL CATEGORÍA 5 (E.G.4;E.E.3) + PREST.","MES","TARIFAS PROFESIONALES","860.061.099.1 - IDRD","0,00 %","$ 7.697.552,00","2022-05-31"]
[13042,"PROFESIONAL CATEGORÍA 6 (E.G.3;E.E.1) + PREST.","MES","TARIFAS PROFESIONALES","860.061.099.1 - IDRD","0,00 %","$ 7.555.336,00","2022-05-31"]
[100014,"PROFESIONAL CATEGORÍA 6 (E.G.3;E.E.1) SIN PREST.","MES","TARIFAS PROFESIONALES","860.061.099.1 - IDRD","0,00 %","$ 5.614.634,00","2023-02-13"]
[100148,"PROFESIONAL CATEGORÍA 6A (E.G.3;E.E.1) - SIN PREST.","MES","TARIFAS PROFESIONALES","860.061.099.1 - IDRD","0,00 %","$ 5.836.535,00","2023-02-13"]
[100149,"PROFESIONAL CATEGORÍA 7 (E.G.2) - SIN PREST.","MES","TARIFAS PROFESIONALES","860.061.099.1 - IDRD","0,00 %","$ 4.534.135,00","2023-02-13"]
[13036,"PROFESIONAL CATEGORÍA 7 (E.G.2) + PREST.","MES","TARIFAS PROFESIONALES","860.061.099.1 - IDRD","0,00 %","$ 6.002.758,00","2022-01-24"]
[100150,"PROFESIONAL CATEGORÍA 8 (E.G.2) - SIN PREST.","MES","TARIFAS PROFESIONALES","860.061.099.1 - IDRD","0,00 %","$ 4.127.708,00","2023-02-13"]
[106853,"PROFESIONAL DIRECTOR CATEGORÍA 4(E.G.6;E.E.3) CON PRESTACIONES","MES","TARIFAS PROFESIONALES","860.061.099.1 - IDRD","0,00 %","$ 9.748.774,00","2022-01-24"]
[106852,"PROFESIONAL ELECTRICO CATEGORÍA 3 (E.G.6;E.E.3) - SIN PREST.","MES","TARIFAS PROFESIONALES","860.061.099.1 - IDRD","0,00 %","$ 7.615.465,00","2022-01-24"]
[100125,"PROFESIONAL ESPECIALISTA (I) CATEGORÍA 1(E.G.12;E.E.10) - SIN PREST.","MES","TARIFAS PROFESIONALES","860.061.099.1 - IDRD","0,00 %","$ 13.501.606,00","2023-02-13"]
[100142,"PROFESIONAL ESPECIALISTA (II) CATEGORÍA 2 (E.G.10;E.E.7) - SIN PREST.","MES","TARIFAS PROFESIONALES","860.061.099.1 - IDRD","0,00 %","$ 8.958.020,00","2023-02-13"]
[106593,"Programa Logo Soft (Control y programación)","UN","APARATOS ELECTRICOS",null,"0,00 %","0,00"]
[106096,"Programador (4) Estaciones paraSistemaAutom.Riego","UN","ACCESORIOS HIDROSANITARIOS","8956232 - IDRD - MEDIA ARMONICA COTIZACIONES","19,00 %","$ 454.217,00","2023-03-17"]
[108708,"Programador y control horario digital","UN","SISTEMAS VENTILACION",null,"0,00 %","0,00"]
[1061,"PROMICAL (PAQUETE DE 10 Kg.)","KG","PINTURAS",null,"0,00 %","0,00"]
[104194,"PROMOTOR DE ADHERENCIA IXELL-COLPISA","1/4GL","PINTURAS",null,"0,00 %","0,00"]
[12768,"PROTECCIÓN ANTIVANDALICA PARA POSTES","UN","PREFABRICADOS METALICOS","8956232 - IDRD - MEDIA ARMONICA COTIZACIONES","19,00 %","$ 71.357,01","2020-12-23"]
[2190,"PROTECTOP BLANCO    5 KILOS","KG","ADITIVOS Y QUIMICOS",null,"0,00 %","0,00"]
[692,"PROTECTOP TRANSPARENTE     6 KILOS","KG","ADITIVOS Y QUIMICOS",null,"0,00 %","0,00"]
[100411,"PROTECTOR DE ARBOL M-90 (Sumin) **","UN","OTROS PREFABRICADOS",null,"0,00 %","0,00"]
[104164,"Protector de arbol M-90 Metàlico Circular IDU","UN","MOBILIARIO URBANO Y SEÑALIZAC.","860061089 - IDRD - PROYECCIÓN","19,00 %","$ 602.497,00","2023-03-24"]
[101361,"PROTECTOR DE ARBOL M-91 - 2 Tubos (Sumin) **","JGO","OTROS PREFABRICADOS","860061089 - IDRD - PROYECCIÓN","19,00 %","$ 263.577,00","2022-01-30"]
[108522,"PROTECTOR DE ESTACION MANUAL DE ALARMA","UN","MISCELANEA",null,"0,00 %","0,00"]
[101903,"PROTECTOR HIDROFUGANTE WPC","GLN","IMPERMEABIL.,ADITIVOS,QUIMICOS","66665555555 - IDRD - MEDIA ARITMETICA DE COTIZACIONES","19,00 %","$ 142.825,00","2019-04-29"]
[103106,"Protector papel higiénico sobreponer bco 400m **","UN","MISCELANEA",null,"0,00 %","0,00"]
[3798,"PROTECTOR PARA OIDO  CONTRA RUIDO","UN","EQUIPO DE SEGURIDAD INDUSTRIAL",null,"0,00 %","0,00"]
[107988,"Protector sobrevoltaje video datos camaras","UN","APARATOS ELECTRICOS",null,"0,00 %","0,00"]
[103694,"Protector STON PROTEC 20LT **","LT","MISCELANEA","8956232 - IDRD - MEDIA ARMONICA COTIZACIONES","19,00 %","$ 35.556,01","2019-12-03"]
[105819,"Protectores en lona  espuma cancha de rugby H=1.7","UN","MOBILIARIO PARQUES","860061089 - IDRD - PROYECCIÓN","19,00 %","$ 648.049,00","2022-01-30"]
[106671,"Proyector (128 Leds)431 W-1.000mA-45.700Lm(Rf.5120","UN","LAMPARAS","830. - SCHREDER COLOMBIA S.A.","19,00 %","$ 4.700.500,00","2019-08-27"]
[101210,"Proyector AREA-LED-182W-80Leds-19.800Lum-4.000K","UN","INST. ELECTRICAS","555555555555 - IDRD - MEDIANA DE COTIZACIONES","19,00 %","$ 2.302.650,00","2019-03-12"]
[101178,"Proyector AREA-LED-312W-160Leds-33.000Lum-4.000K","UN","INST. ELECTRICAS","555555555555 - IDRD - MEDIANA DE COTIZACIONES","19,00 %","$ 4.403.000,00","2019-03-12"]
[10645,"PROYECTOR BUXUS 125leds - 40° - 17555lm - 150W","UN","LAMPARAS","901.165.110-9 - ALBOR ILUMINACION E INGENIERIA SAS","19,00 %","$ 2.748.468,01","2022-10-27"]
[10653,"PROYECTOR BUXUS 200 25°","UN","LAMPARAS","901.165.110-9 - ALBOR ILUMINACION E INGENIERIA SAS","19,00 %","$ 2.766.667,00","2022-05-06"]
[13066,"PROYECTOR BUXUS 200 25° 300W LED:max 200 36000lm","UN","LAMPARAS","901.165.110-9 - ALBOR ILUMINACION E INGENIERIA SAS","19,00 %","$ 2.963.100,00","2022-01-24"]
[13067,"PROYECTOR BUXUS 200 40° 300W LED:max 200 36000lm","UN","LAMPARAS","901.165.110-9 - ALBOR ILUMINACION E INGENIERIA SAS","19,00 %","$ 2.963.100,00","2022-01-24"]
[10652,"PROYECTOR BUXUS 200 AS","UN","LAMPARAS","901.165.110-9 - ALBOR ILUMINACION E INGENIERIA SAS","19,00 %","$ 2.766.667,00","2022-05-06"]
[13065,"PROYECTOR BUXUS 200 AS 300W LED:max 200 34000lm","UN","LAMPARAS","901.165.110-9 - ALBOR ILUMINACION E INGENIERIA SAS","19,00 %","$ 2.963.100,00","2022-01-24"]
[10646,"PROYECTOR BUXUS 75leds - 40° - 13073lm - 105W","UN","LAMPARAS","901.165.110-9 - ALBOR ILUMINACION E INGENIERIA SAS","19,00 %","$ 2.102.334,00","2022-05-06"]
[102524,"PROYECTOR CYCLONE 2000W 480V","UN","MISCELANEA",null,"0,00 %","0,00"]
[3689,"PROYECTOR DE PISO DE  250 W","UN","LAMPARAS",null,"0,00 %","0,00"]
[101471,"PROYECTOR DE PISO SODIO 70 W  TERRA O SUPERIOR","UN","LAMPARAS",null,"0,00 %","0,00"]
[106116,"Proyector Led 335 W/NW SmartLED 220/240v- AWB","UN","LAMPARAS","860061089 - IDRD - PROYECCIÓN","19,00 %","$ 3.217.033,01","2022-02-09"]
[12719,"PROYECTOR LED 400W LUMEK","UN","LAMPARAS","6555555555 - IDRD - MENOR VALOR   DE COTIZACIONES","19,00 %","$ 824.098,80","2020-10-30"]
[12717,"PROYECTOR LED BVP621 SPORTSSTAR PHILIPS","UN","LAMPARAS","6555555555 - IDRD - MENOR VALOR   DE COTIZACIONES","19,00 %","$ 6.560.470,00","2020-10-30"]
[10654,"PROYECTOR LUMINARIA TIPO PROYECTOR BUXUS 200 40°","UN","LAMPARAS","901.165.110-9 - ALBOR ILUMINACION E INGENIERIA SAS","19,00 %","$ 2.766.667,00","2022-05-06"]
[105110,"PROYECTOR METAL HALIDE (1.000W) CIRCULAR CAMPANA","UN","LAMPARAS",null,"0,00 %","0,00"]
[101470,"Proyector MH 250 W  208/220V(inc bomb.oboide)","UN","LAMPARAS",null,"0,00 %","0,00"]
[101469,"Proyector MH 400 W 208/220V(inc bomb. oboide)","UN","LAMPARAS",null,"0,00 %","0,00"]
[102187,"Proyector Na 250 W 208/220V(inc bomb. oboide)","UN","LAMPARAS",null,"0,00 %","0,00"]
[102438,"Proyector OMNISTAR 144 Leds 547W 63.996Lm 120/277V","UN","LAMPARAS","830. - SCHREDER COLOMBIA S.A.","19,00 %","$ 6.405.470,00","2019-08-09"]
[102437,"Proyector OMNISTAR 144 Leds de310Wa463W-120/277V","UN","LAMPARAS","830. - SCHREDER COLOMBIA S.A.","19,00 %","$ 5.080.693,00","2019-08-09"]
[109086,"Proyector PowerLite Pro G7100 c/ Lente estándar","UN","PERFILERIA",null,"0,00 %","0,00"]
[101472,"PROYECTOR SUMERGIBLE IP 68 MH 400 W BAROLET O SUPE","UN","LAMPARAS",null,"0,00 %","0,00"]
[105598,"Proyector-96LEDS-310 W-28100 Lumen-1.000mA-ClaseII","UN","LAMPARAS","830. - SCHREDER COLOMBIA S.A.","19,00 %","$ 4.819.379,00","2019-08-09"]
[101093,"ProyectorAreaLED.64LED4000K.RAP212.140W.TipoCodens","UN","INST. ELECTRICAS","85965425122 - ROY Y ALPHA S.A.","19,00 %","$ 2.165.800,00","2019-03-09"]
[100147,"PRUEBA  PARA CERTIFICAC.DE PUNTOS CABLEADO","UN","INST. DE GAS",null,"0,00 %","0,00"]
[102941,"PRUEBA  PARA CERTIFICAC.DE PUNTOS CABLEADO ESTRUCT","UN","INST. DE GAS",null,"0,00 %","0,00"]
[101132,"Prueba Carga Estática y Dinámica Puentes Peatonale","UN","PUENTES","8302145666 - SALAZAR FERRO INGENIEROS S.A.S.  SFI SAS","19,00 %","$ 20.779.766,01","2019-03-11"]
[101112,"Prueba Carga Estática-Dinámica Pte. manejo LASTRE","UN","PUENTES","8302145666 - SALAZAR FERRO INGENIEROS S.A.S.  SFI SAS","19,00 %","$ 3.207.546,00","2019-03-11"]
[101111,"Prueba Carga Estática-Dinámica Pte.LASTREsum+equip","UN","PUENTES","8302145666 - SALAZAR FERRO INGENIEROS S.A.S.  SFI SAS","19,00 %","$ 2.389.250,00","2019-03-11"]
[108852,"PRUEBA GENERAL RED CONTRA INCENDIOS","GL","MISCELANEA",null,"0,00 %","0,00"]
[106775,"Prueba VLF (tramo 465 ml)cable Alumin-Zona Franca","UN","CABLES",null,"0,00 %","0,00"]
[12875,"PRUEBAS SLUG ASTM D4044 / D4044M-15 ","UN","ENSAYOS DE LABORATORIO","860061089 - IDRD - PROYECCIÓN","19,00 %","$ 480.984,01","2022-02-02"]
[105313,"Pruebas y entrega detencion de incendio Estadio","UN","EQUIPOS ESPECIALES",null,"0,00 %","0,00"]
[105307,"Pruebas y entrega Mant. sistema sonido Est","UN","EQUIPOS ESPECIALES",null,"0,00 %","0,00"]
[105286,"pruebas y entrega mant. voz y datos estadio el cam","UN","EQUIPOS ESPECIALES",null,"0,00 %","0,00"]
[105298,"Pruebas y entrega, estadio el campim","UN","EQUIPOS ESPECIALES",null,"0,00 %","0,00"]
[105142,"PSEUDOMONA AEROUGINOSA Análisis Aguas Superf. Pisc","UN","AGUAS","860061089 - IDRD - PROYECCIÓN","19,00 %","$ 37.706,01","2022-01-28"]
[105378,"PT100  piscinas complejo acuatico","UN","EQUIPOS ESPECIALES",null,"0,00 %","0,00"]
[108627,"PT1Columna Cilindrica con brazo sencillo 50cm","UN","MISCELANEA",null,"0,00 %","0,00"]
[108626,"PU1Luminaria urbana Exterior LED54W-24 LEDS-5","UN","MISCELANEA",null,"0,00 %","0,00"]
[108641,"PU2Luminaria urbana ExteriorLED54W-24LEDS-5221lm","UN","MISCELANEA",null,"0,00 %","0,00"]
[108642,"PU3Luminaria urbana Exterior LED54W-24 LEDS-5453lm","UN","MISCELANEA",null,"0,00 %","0,00"]
[103369,"PUERTA  ACERO VIDRIO 10MM SEGURIDAD(VerDescripc","M2","MISCELANEA","860061089 - IDRD - PROYECCIÓN","19,00 %","$ 490.991,00","2020-01-13"]
[917,"PUERTA  PIZANO  .60","UN","PUERTAS",null,"0,00 %","0,00"]
[918,"PUERTA  PIZANO  .80","UN","PUERTAS",null,"0,00 %","0,00"]
[3927,"PUERTA .50 x 2.00 Metros  INTERES SOCIAL PZ'1","UN","PUERTAS",null,"0,00 %","0,00"]
[3928,"PUERTA .65 x 2.00 Metros   INTERES SOCIAL PZ-1","UN","PUERTAS",null,"0,00 %","0,00"]
[998,"PUERTA .65 x 2.00 Metros  INTERES SOCIAL","UN","PUERTAS",null,"0,00 %","0,00"]
[3929,"PUERTA .75 x 2.00 Metros  INTERES SOCIAL   PZ-1","UN","PUERTAS",null,"0,00 %","0,00"]
[997,"PUERTA .80 x 2.00 Metros  INTERES SOCIAL   PZ-1","UN","PUERTAS",null,"0,00 %","0,00"]
[101687,"Puerta a prueba de fuego, damper, empaquet entumec","UN","APARATOS ELECTRICOS","66665555555 - IDRD - MEDIA ARITMETICA DE COTIZACIONES","19,00 %","$ 8.809.853,01","2019-03-21"]
[102685,"PUERTA ALUM. 2.0 x 0.8+Cerra+Vidrio Sand Blasting","UN","VENTANERIA",null,"0,00 %","0,00"]
[104399,"Puerta aluminio + vidrio templado 6mm con perfil 1 1/2x3\"","M2","PRELIMINARES","860061089 - IDRD - PROYECCIÓN","19,00 %","$ 890.795,00","2023-03-28"]
[106407,"Puerta Aluminio nat tipo Persiana+marco","UN","CARPINTERIA METALICA",null,"0,00 %","0,00"]
[107068,"Puerta Aluminio P-03(1.00x2.35m)+Vidrio s/Des.Tecn","UN","PUERTAS Y VENTANAS ALUM Y LAM",null,"0,00 %","0,00"]
[107069,"Puerta Aluminio P-08(1.20x2.35m)+Vidrio s/Des.Tecn","UN","PUERTAS Y VENTANAS ALUM Y LAM",null,"0,00 %","0,00"]
[107070,"Puerta Aluminio P-10(2.00x2.30m)+Vidrio s/Des.Tecn","UN","PUERTAS Y VENTANAS ALUM Y LAM",null,"0,00 %","0,00"]
[107079,"Puerta Aluminio P-14(1.00x2.40m)+Vidrio s/Des.Tecn","UN","PUERTAS Y VENTANAS ALUM Y LAM",null,"0,00 %","0,00"]
[107080,"Puerta Aluminio P-16(1.20x3.30m)+Vidrio s/Des.Tecn","UN","PUERTAS Y VENTANAS ALUM Y LAM",null,"0,00 %","0,00"]
[107081,"Puerta Aluminio P-19(3.50x3.30m)+Vidrio s/Des.Tecn","UN","PUERTAS Y VENTANAS ALUM Y LAM",null,"0,00 %","0,00"]
[107082,"Puerta Aluminio P-20(1.60x2.40m)+Vidrio s/Des.Tecn","UN","PUERTAS Y VENTANAS ALUM Y LAM",null,"0,00 %","0,00"]
[107083,"Puerta Aluminio P-24(2.25x3.00m)+Vidrio s/Des.Tecn","UN","PUERTAS Y VENTANAS ALUM Y LAM","860061089 - IDRD - PROYECCIÓN","19,00 %","$ 3.157.851,00","2022-06-07"]
[107084,"Puerta Aluminio P-31(1.60x2.40m)+Vidrio s/Des.Tecn","UN","PUERTAS Y VENTANAS ALUM Y LAM",null,"0,00 %","0,00"]
[107085,"Puerta Aluminio P-32(3.60x2.74m)+Vidrio s/Des.Tecn","UN","PUERTAS Y VENTANAS ALUM Y LAM",null,"0,00 %","0,00"]
[107086,"Puerta Aluminio P-35(1.50x3.00m)+Vidrio s/Des.Tecn","UN","PUERTAS Y VENTANAS ALUM Y LAM",null,"0,00 %","0,00"]
[107087,"Puerta Aluminio P-36(2.12x2.74m)+Vidrio s/Des.Tecn","UN","PUERTAS Y VENTANAS ALUM Y LAM",null,"0,00 %","0,00"]
[107088,"Puerta Aluminio P-38(0.90x2.35m)+Vidrio s/Des.Tecn","UN","PUERTAS Y VENTANAS ALUM Y LAM",null,"0,00 %","0,00"]
[107089,"Puerta Aluminio P-44(1.96x2.74m)+Vidrio s/Des.Tecn","UN","PUERTAS Y VENTANAS ALUM Y LAM",null,"0,00 %","0,00"]
[107090,"Puerta Aluminio P-46(1.95x2.74m)+Vidrio s/Des.Tecn","UN","PUERTAS Y VENTANAS ALUM Y LAM",null,"0,00 %","0,00"]
[914,"PUERTA ANDES .60 x 2.00 MT     PIZANO","UN","PUERTAS",null,"0,00 %","0,00"]
[915,"PUERTA ANDES .80 x 2.00 MT     PIZANO","UN","PUERTAS",null,"0,00 %","0,00"]
[916,"PUERTA ANDES .90 x 2.00 MT      PIZANO","UN","PUERTAS",null,"0,00 %","0,00"]
[939,"PUERTA ANDES CLOSET 2.10 x.60","UN","PUERTAS",null,"0,00 %","0,00"]
[3409,"PUERTA ARQUITECTONICA  .60  x 2.00 MT     PIZANO","UN","PUERTAS",null,"0,00 %","0,00"]
[3410,"PUERTA ARQUITECTONICA  .80 x 2.00 MT     PIZANO","UN","PUERTAS",null,"0,00 %","0,00"]
[3411,"PUERTA ARQUITECTONICA  .90 x 2.00 MT      PIZANO","UN","PUERTAS",null,"0,00 %","0,00"]
[3412,"PUERTA ARQUITECTONICA  CLOSET .60 x 2.00 MT      P","UN","PUERTAS",null,"0,00 %","0,00"]
[103421,"PUERTA AUTOMATICA CON RADAR **","UN","MISCELANEA",null,"0,00 %","0,00"]
[108730,"PUERTA BATIENTE PARA DISCAPACITADOS","UN","MISCELANEA",null,"0,00 %","0,00"]
[948,"PUERTA BLANCA  .65 x2.00 Mtr MARQUETE ARQUITECT PZ","UN","PUERTAS",null,"0,00 %","0,00"]
[2011,"PUERTA BLANCA  .70 x2.00 Mtr MARQUETE ARQUITECT","UN","PUERTAS",null,"0,00 %","0,00"]
[12790,"PUERTA CORREDERA MADECOR NORDICO -15 MM - SUMINISTRO E INSTALACIÓN ","UN","CARPINTERÍA DE MADERA","860061089 - IDRD - PROYECCIÓN","19,00 %","$ 719.246,00","2022-01-31"]
[102683,"PUERTA CORREDIZA  ALUM. 2.10 x 1.8Cerra+bisag","UN","VENTANERIA",null,"0,00 %","0,00"]
[102684,"PUERTA CORREDIZA  ALUM. 2.10 x 1.8Cerra+bisag","UN","VENTANERIA",null,"0,00 %","0,00"]
[106444,"Puerta Cortafuego (2x2m) RF-180-Lam.Cal-16 (Retie)","UN","SUBESTACION",null,"0,00 %","0,00"]
[104837,"Puerta cortafuego 2*2 (Espec. CODENSA(Sum+Inst)","UN","APARATOS ELECTRICOS","8956232 - IDRD - MEDIA ARMONICA COTIZACIONES","19,00 %","$ 6.502.641,00","2022-05-02"]
[1213,"PUERTA CRISTAL 10mm 1.0x2.1 M.","UN","VIDRIOS Y ESPEJOS",null,"0,00 %","0,00"]
[2181,"PUERTA CRISTAL 10mm 1.20x2.1 M.","UN","VIDRIOS Y ESPEJOS",null,"0,00 %","0,00"]
[12747,"PUERTA DE 2X2,5M EN MALLA DE CERRAMIENTO TIPO M-71","UN","CERRAMIENTOS","6555555555 - IDRD - MENOR VALOR   DE COTIZACIONES","19,00 %","$ 1.850.000,00","2020-11-30"]
[913,"PUERTA DE 90 CM X 2M DE ALTURA TRIPLEX DECO","UN","PUERTAS",null,"0,00 %","0,00"]
[103498,"PUERTA DOS HOJAS PERSIANA+CHAPA+PASADOR+PINT.(2X1M","UN","PERFILES Y DIVISIONES",null,"0,00 %","0,00"]
[106598,"Puerta en aluminio tipo persiana + marco (según di","UN","PUERTAS Y VENTANAS ALUM Y LAM",null,"0,00 %","0,00"]
[105589,"Puerta en madera Acustica+Marco (Suministro+Instal","UN","PERFILES Y DIVISIONES","830098247-4 - E-VIDEO COMUNICACIONES","16,00 %","$ 1.330.000,00","2019-12-03"]
[4043,"PUERTA EN TRIPLEX 0.80x2m","UN","MADERAS",null,"0,00 %","0,00"]
[3396,"PUERTA ENTABLER. MADECOR  0.60  Con Arco  PIZANO","UN","PUERTAS",null,"0,00 %","0,00"]
[3400,"PUERTA ENTABLER. MADECOR  0.60 PIZANO","UN","PUERTAS",null,"0,00 %","0,00"]
[3397,"PUERTA ENTABLER. MADECOR  0.80  Con Arco PIZANO","UN","PUERTAS",null,"0,00 %","0,00"]
[3401,"PUERTA ENTABLER. MADECOR  0.80 PIZANO","UN","PUERTAS",null,"0,00 %","0,00"]
[3398,"PUERTA ENTABLER. MADECOR  0.90  Con Arco PIZANO","UN","PUERTAS",null,"0,00 %","0,00"]
[3402,"PUERTA ENTABLER. MADECOR  0.90 PIZANO","UN","PUERTAS",null,"0,00 %","0,00"]
[3399,"PUERTA ENTABLER. MADECOR  CL .50 x 2.00 Con Arco","UN","PUERTAS",null,"0,00 %","0,00"]
[3403,"PUERTA ENTABLER. MADECOR  CLOSET .50 x 2.00 PIZANO","UN","PUERTAS",null,"0,00 %","0,00"]
[4042,"PUERTA ENTABLERADA MACIZA  0.80x2m","UN","MADERAS",null,"0,00 %","0,00"]
[909,"PUERTA ENTABLEX. CLASICA  .80 x 2.00  PIZANO","UN","PUERTAS",null,"0,00 %","0,00"]
[910,"PUERTA ENTABLEX. CLASICA  .90 x 2.00  PIZANO","UN","PUERTAS",null,"0,00 %","0,00"]
[938,"PUERTA ENTABLEX. CLASICA  CLOSET .50 x 2.00  PIZAN","UN","PUERTAS",null,"0,00 %","0,00"]
[104841,"PUERTA ENTAMB. CORREDIZA C.R. C.18 2.95*4.61M+PINT","UN","PERFILES Y DIVISIONES",null,"0,00 %","0,00"]
[3481,"PUERTA FRANCESA","M2","VENTANERIA",null,"0,00 %","0,00"]
[3406,"PUERTA INTERES SOCIAL .60      PIZANO","UN","PUERTAS",null,"0,00 %","0,00"]
[3405,"PUERTA INTERES SOCIAL .80      PIZANO","UN","PUERTAS",null,"0,00 %","0,00"]
[3404,"PUERTA INTERES SOCIAL .90      PIZANO","UN","PUERTAS",null,"0,00 %","0,00"]
[3407,"PUERTA INTERES SOCIAL CLOSET.50 x 2.00 MT","UN","PUERTAS",null,"0,00 %","0,00"]
[104838,"Puerta Lamina C. R. Cal. 18 perf+Marco Col Tunal","UN","VENTANERIA",null,"0,00 %","0,00"]
[107928,"Puerta MaderaTipo U (1.0X2.50M)Entanb.EnchapRoble","UN","PUERTAS",null,"0,00 %","0,00"]
[105644,"Puerta Metal Entanbor A=0.80M, H=2m Cal.18+Marco+C","UN","PUERTAS Y VENTANAS ALUM Y LAM",null,"0,00 %","0,00"]
[105643,"Puerta Metal Entanbor A=1M, H=2m Cal.18+Marco+Cerr","UN","PUERTAS Y VENTANAS ALUM Y LAM",null,"0,00 %","0,00"]
[300,"PUERTA METALICA ENTRADA  SIN CHAPA","UN","PERFILES Y DIVISIONES",null,"0,00 %","0,00"]
[107490,"Puerta Metalica P-41(3.70x3.30m)CRD(S/Espec","UN","PUERTAS Y VENTANAS ALUM Y LAM",null,"0,00 %","0,00"]
[107491,"Puerta Metalica P-42(27.45x3.30m)CRD(S/Espec","UN","PUERTAS Y VENTANAS ALUM Y LAM",null,"0,00 %","0,00"]
[107492,"Puerta Metalica P-43(2.45x3.30m)CRD(S/Espec","UN","PUERTAS Y VENTANAS ALUM Y LAM",null,"0,00 %","0,00"]
[103499,"PUERTA METALICA TIPO PERSIANA 0.60X0.60M(SUM+INST)","UN","PERFILES Y DIVISIONES","860061089 - IDRD - PROYECCIÓN","19,00 %","$ 351.997,00","2022-06-07"]
[106876,"Puerta P-00Metalica(3.0x3.60)CRD(S/Esp.Tecnica","UN","PUERTAS Y VENTANAS ALUM Y LAM",null,"0,00 %","0,00"]
[106910,"Puerta P-01Metalica(3.0x2.75)CRDl(S/Esp.Tecnica","UN","PUERTAS Y VENTANAS ALUM Y LAM",null,"0,00 %","0,00"]
[106921,"Puerta P-02Metalica(7.40x3.60)CDRC(S/Esp.Tecnica)","UN","PUERTAS Y VENTANAS ALUM Y LAM",null,"0,00 %","0,00"]
[106922,"Puerta P-04Metalica(1.50x3.60)CDRC(S/Esp.Tecnica)","UN","PUERTAS Y VENTANAS ALUM Y LAM",null,"0,00 %","0,00"]
[106924,"Puerta P-05Metalica(1.20x3.00m)CDRC(S/Esp.Tecnica)","UN","PUERTAS Y VENTANAS ALUM Y LAM",null,"0,00 %","0,00"]
[106925,"Puerta P-06Metalica(0.70x2.35m)CDRC(S/Esp.Tecnica)","UN","PUERTAS Y VENTANAS ALUM Y LAM",null,"0,00 %","0,00"]
[106926,"Puerta P-07Metalica(1.95x2.35m)CDRC(S/Esp.Tecnica)","UN","PUERTAS Y VENTANAS ALUM Y LAM",null,"0,00 %","0,00"]
[106927,"Puerta P-09Metalica(2.40x3.60m)CDRC(S/Esp.Tecnica)","UN","PUERTAS Y VENTANAS ALUM Y LAM",null,"0,00 %","0,00"]
[106928,"Puerta P-11Metalica(1.00x2.40m)CDRC(S/Esp.Tecnica)","UN","PUERTAS Y VENTANAS ALUM Y LAM",null,"0,00 %","0,00"]
[106935,"Puerta P-12Metalica(1.00x2.75m)CDRC(S/Esp.Tecnica)","UN","PUERTAS Y VENTANAS ALUM Y LAM",null,"0,00 %","0,00"]
[106936,"Puerta P-13Metalica(1.25x2.35m)CRD(S/Esp.Tecnica","UN","PUERTAS Y VENTANAS ALUM Y LAM",null,"0,00 %","0,00"]
[106937,"Puerta P-15Metalica(2.90x3.60m)CDRC(S/Esp.Tecnica)","UN","PUERTAS Y VENTANAS ALUM Y LAM",null,"0,00 %","0,00"]
[106873,"Puerta P-17Madera(6.60x3.20)CDRC(S/Esp.Tecnica)","UN","PUERTAS Y VENTANAS ALUM Y LAM",null,"0,00 %","0,00"]
[107095,"Puerta P-18Madera(8.00x3.20)CDRC(S/Esp.Tecnica)","UN","PUERTAS Y VENTANAS ALUM Y LAM",null,"0,00 %","0,00"]
[107489,"Puerta P-19Metalica(3.50x3.30m)CDRC(S/Esp.Tecnica)","UN","PUERTAS Y VENTANAS ALUM Y LAM",null,"0,00 %","0,00"]
[106940,"Puerta P-21Metalica(1.00x2.40m)CDRC(S/Esp.Tecnica)","UN","PUERTAS Y VENTANAS ALUM Y LAM",null,"0,00 %","0,00"]
[106941,"Puerta P-22Metalica(1.80x3.10m)CDRC(S/Esp.Tecnica)","UN","PUERTAS Y VENTANAS ALUM Y LAM",null,"0,00 %","0,00"]
[106958,"Puerta P-23Metalica(8.55x6.85m)CDRC(S/Esp.Tecnica)","UN","PUERTAS Y VENTANAS ALUM Y LAM",null,"0,00 %","0,00"]
[106959,"Puerta P-25Metalica(0.85x2.35m)CDRC(S/Esp.Tecnica)","UN","PUERTAS Y VENTANAS ALUM Y LAM",null,"0,00 %","0,00"]
[106960,"Puerta P-26Metalica(1.20x2.35m)CDRC(S/Esp.Tecnica)","UN","PUERTAS Y VENTANAS ALUM Y LAM","47874222222 - CONTRATO CONSULTORIA CDRC 1","19,00 %","$ 1.497.663,00","2020-01-08"]
[106961,"Puerta P-27Metalica(1.00x2.35m)CDRC(S/Esp.Tecnica)","UN","PUERTAS Y VENTANAS ALUM Y LAM",null,"0,00 %","0,00"]
[106962,"Puerta P-28Metalica(17.95x3.30m)CDRC(S/Esp.Tecnica","UN","PUERTAS Y VENTANAS ALUM Y LAM",null,"0,00 %","0,00"]
[106963,"Puerta P-29Metalica(0.80x2.35m)CDRC(S/Esp.Tecnica)","UN","PUERTAS Y VENTANAS ALUM Y LAM",null,"0,00 %","0,00"]
[106964,"Puerta P-30Metalica(0.75x2.35m)CDRC(S/Esp.Tecnica)","UN","PUERTAS Y VENTANAS ALUM Y LAM",null,"0,00 %","0,00"]
[106965,"Puerta P-33Metalica(2.80x2.75m)CDRC(S/Esp.Tecnica)","UN","PUERTAS Y VENTANAS ALUM Y LAM",null,"0,00 %","0,00"]
[106877,"Puerta P-34Madera(9.20x4.0)CDRC(S/Esp.Tecnica)","UN","PUERTAS Y VENTANAS ALUM Y LAM",null,"0,00 %","0,00"]
[106966,"Puerta P-37Metalica(4.85x3.60m)CDRC(S/Esp.Tecnica)","UN","PUERTAS Y VENTANAS ALUM Y LAM",null,"0,00 %","0,00"]
[106967,"Puerta P-39Metalica(17.15x3.30m)CDRC(S/Esp.Tecnica","UN","PUERTAS Y VENTANAS ALUM Y LAM",null,"0,00 %","0,00"]
[106968,"Puerta P-40Metalica(27.54x3.30m)CDRC(S/Esp.Tecnica","UN","PUERTAS Y VENTANAS ALUM Y LAM",null,"0,00 %","0,00"]
[106970,"Puerta P-41Met.Enrollable(3.70x3.30m)CDRC(S/Esp.Te","UN","PUERTAS Y VENTANAS ALUM Y LAM","6555555555 - IDRD - MENOR VALOR   DE COTIZACIONES","19,00 %","$ 4.760.000,00","2019-03-29"]
[106971,"Puerta P-42Met.Reja(27.45x3.30m)CDRC(S/Esp.Tecnica","UN","PUERTAS Y VENTANAS ALUM Y LAM",null,"0,00 %","0,00"]
[106974,"Puerta P-43Met.Reja(2.45x3.30m)CRD(S/Esp.Tec","UN","PUERTAS Y VENTANAS ALUM Y LAM","860061089 - IDRD - PROYECCIÓN","19,00 %","$ 2.316.849,00","2022-06-07"]
[106975,"Puerta P-45Met.Reja(1.50x2.40m)CRD(S/Esp.Tec","UN","PUERTAS Y VENTANAS ALUM Y LAM",null,"0,00 %","0,00"]
[107493,"Puerta P-47Met.Reja(1.00x2.60m)CRD(S/Esp.Tec","UN","PUERTAS Y VENTANAS ALUM Y LAM",null,"0,00 %","0,00"]
[106405,"Puerta panel corrediza lamina CR cal18+rejillavent","M2","CARPINTERIA METALICA",null,"0,00 %","0,00"]
[2815,"PUERTA PANORAMA","M2","VENTANERIA",null,"0,00 %","0,00"]
[105646,"Puerta para Divsion Baño Acero Inoxida (0.60x1.80m","UN","PUERTAS Y VENTANAS ALUM Y LAM",null,"0,00 %","0,00"]
[101002,"PUERTA PERC.MET.cal.18 2X2","UN","PUERTAS",null,"0,00 %","0,00"]
[100777,"PUERTA PERFIL.ALUM2.55 x 3.25M+VIDR.TEMP5MM+SANDBL","UN","PUERTAS",null,"0,00 %","0,00"]
[919,"PUERTA PIZANO  .90","UN","PUERTAS",null,"0,00 %","0,00"]
[3408,"PUERTA TABLEX  CLOSET .50      PIZANO","UN","PUERTAS",null,"0,00 %","0,00"]
[3925,"PUERTA TEXANA .80 x .80 Cm CHINGALE MADEFLEX","UN","PUERTAS",null,"0,00 %","0,00"]
[108059,"Puerta Tipo U(1.00x2.50)CRD-Font(S/Esp.Tecnic","UN","MUEBLES ACCESORIOS",null,"0,00 %","0,00"]
[3413,"PUERTA TRIPLEX-TABLEX  CLOSET .50 36mm PIZANO","UN","PUERTAS",null,"0,00 %","0,00"]
[911,"PUERTA TRIPLEX-TABLEX .60  PIZANO","UN","PUERTAS",null,"0,00 %","0,00"]
[912,"PUERTA TRIPLEX-TABLEX .80  PIZANO","UN","PUERTAS",null,"0,00 %","0,00"]
[3926,"PUERTA V.I.S. .61 a 70x2.1 FORTEC","UN","PUERTAS",null,"0,00 %","0,00"]
[1009,"PUERTA V.I.S. 1.0x2.1 FORTEC","UN","PUERTAS",null,"0,00 %","0,00"]
[101225,"PUERTA VENTANA EN PERFIL 1/2\"","M2","VENTANERIA",null,"0,00 %","0,00"]
[103699,"Puerta Vidri tem 10mm incluye manij+cerr (sum+ins","M2","PUERTAS Y VENTANAS ALUM Y LAM",null,"0,00 %","0,00"]
[103330,"Puerta, fijo vidrio (2.1mx1.1m) 8mm sandblasting**","UN","MISCELANEA",null,"0,00 %","0,00"]
[105791,"Puerta+Pasador+portacand rejaAceroCal.16(1.50x1.0m","UN","PUERTAS Y VENTANAS ALUM Y LAM","860061089 - IDRD - PROYECCIÓN","19,00 %","$ 856.746,00","2022-01-31"]
[106354,"Puerta+Pasador+portacand rejaAceroCal.16(2.0x1.0m)","UN","PUERTAS Y VENTANAS ALUM Y LAM",null,"0,00 %","0,00"]
[102077,"PUERTA-AGLOMERADO12-9 CEFE COMETAS","M2","CARPINTERÍA DE MADERA","77777777777 - CONTRATO CONSULTORIA CEFE COMETAS","19,00 %","$ 126.503,00","2019-07-05"]
[108760,"PuertaEnrollableMicroperforada+Pintura Electrostat","M2","CARPINTERIA METALICA","89585454444 - CONTRATO CONSULTORIA CDRC 2","19,00 %","$ 290.598,00","2019-08-14"]
[106778,"PuertaMeta.Celosia (CTS548-Codensa)L=2.87m;H=2.34","UN","CAJAS, ARMARIOS, TABLEROS",null,"0,00 %","0,00"]
[105645,"PuertaMetal.Entamb.Corrediz(A=4.85m;H=2.85m)+Marc+","UN","PUERTAS Y VENTANAS ALUM Y LAM",null,"0,00 %","0,00"]
[105123,"PuertamMet.celosia (H=2.30m;A=2.0m)2 hojasT-Codens","UN","PUERTAS Y VENTANAS ALUM Y LAM","860061089 - IDRD - PROYECCIÓN","19,00 %","$ 2.957.371,01","2023-03-28"]
[106777,"PuertaPlegable (CTS548-1-Codensa)L=6.87m;H=2.34m","UN","CAJAS, ARMARIOS, TABLEROS",null,"0,00 %","0,00"]
[108267,"PuertaTipoA(17.60x4.85)Riel+Alas(Sum+Ins)S/Descrip","UN","PUERTAS Y VENTANAS ALUM Y LAM",null,"0,00 %","0,00"]
[108268,"PuertaTipoB1.B2(0.9x3.3m)LamCal18+Alas(Sum)S/Descr","UN","PUERTAS Y VENTANAS ALUM Y LAM",null,"0,00 %","0,00"]
[108271,"PuertaTipoc1.C2(0.9x3.3m)LamCal18(Sum)S/Descripció","UN","PUERTAS Y VENTANAS ALUM Y LAM",null,"0,00 %","0,00"]
[108274,"PuertaTipoD1.D2(0.9x3.3m)LamCal18(Sum)S/Descripció","UN","PUERTAS Y VENTANAS ALUM Y LAM",null,"0,00 %","0,00"]
[108275,"PuertaTipoE1.E2(0.9x3m)LamCal18(Sum)S/Descripción","UN","PUERTAS Y VENTANAS ALUM Y LAM",null,"0,00 %","0,00"]
[108276,"PuertaTipoF1.F2(0.9x3m)LamCal18(Sum)S/Descripció","UN","PUERTAS Y VENTANAS ALUM Y LAM",null,"0,00 %","0,00"]
[108277,"PuertaTipoG(0.9x3m)LamCal18(Sum)S/Descripción","UN","PUERTAS Y VENTANAS ALUM Y LAM",null,"0,00 %","0,00"]
[108278,"PuertaTipoH(1.10x3.3m)LamCal18(Sum)S/Descripción","UN","PUERTAS Y VENTANAS ALUM Y LAM",null,"0,00 %","0,00"]
[108279,"PuertaTipoI(1.10x3.0m)LamCal18(Sum)S/Descripción","UN","PUERTAS Y VENTANAS ALUM Y LAM",null,"0,00 %","0,00"]
[108280,"PuertaTipoJ1.J2(1.10x3.0m)LamCal18(Sum)S/Descripci","UN","PUERTAS Y VENTANAS ALUM Y LAM",null,"0,00 %","0,00"]
[108282,"PuertaTipoK1.K2(0.9x2.10m)LamCal18(Sum)S/Descripc","UN","PUERTAS Y VENTANAS ALUM Y LAM",null,"0,00 %","0,00"]
[108285,"PuertaTipoL1.L2(0.9x2.10m)LamCal18(Sum)S/Descripc","UN","PUERTAS Y VENTANAS ALUM Y LAM",null,"0,00 %","0,00"]
[108288,"PuertaTipoM(0.9x2.14m)LamCal18(Sumin)S/Descripción","UN","PUERTAS Y VENTANAS ALUM Y LAM",null,"0,00 %","0,00"]
[108291,"PuertaTipoN(2.08x3.15m)LamCal18(Sumin)S/Descripció","UN","PUERTAS Y VENTANAS ALUM Y LAM",null,"0,00 %","0,00"]
[108294,"PuertaTipoÑ(2.0x2.5m)LamCal18(Sumin)S/Descripción","UN","PUERTAS Y VENTANAS ALUM Y LAM",null,"0,00 %","0,00"]
[108296,"PuertaTipoO(1.2x2.5m)LamCal18(Sumin)S/Descripción","UN","PUERTAS Y VENTANAS ALUM Y LAM",null,"0,00 %","0,00"]
[108297,"PuertaTipoP(4.8x2.3m)AlasPivot(Sumin+Instal)S/Desc","UN","PUERTAS Y VENTANAS ALUM Y LAM",null,"0,00 %","0,00"]
[108298,"PuertaTipoQ(3.6x2.3m)AlasPivot(Sumin+Instal)S/Desc","UN","PUERTAS Y VENTANAS ALUM Y LAM",null,"0,00 %","0,00"]
[108301,"PuertaTipoR(5.23x2.3m)AlasPivot(Sumin+Instal)S/Des","UN","PUERTAS Y VENTANAS ALUM Y LAM",null,"0,00 %","0,00"]
[108302,"PuertaTipoS(1.6x2.3m)AlasPivot(Sumin+Instal)S/Des","UN","PUERTAS Y VENTANAS ALUM Y LAM",null,"0,00 %","0,00"]
[108303,"PuertaTipoT(1x2.5m)LamAlaPrefa(Sumin+Instal)S/Desc","UN","PUERTAS Y VENTANAS ALUM Y LAM",null,"0,00 %","0,00"]
[108304,"PuertaTipoV(2x2.5m)LamAlaPrefa(Sumin+Instal)S/Desc","UN","PUERTAS Y VENTANAS ALUM Y LAM",null,"0,00 %","0,00"]
[108247,"PuertaVentanaPV-001(3.50*3.20)Perf.Alum-S/Especifi","UN","PUERTAS Y VENTANAS ALUM Y LAM",null,"0,00 %","0,00"]
[108248,"PuertaVentanaPV-002(1.40*2.40)Perf.Alum-S/Especifi","UN","PUERTAS Y VENTANAS ALUM Y LAM",null,"0,00 %","0,00"]
[108249,"PuertaVentanaPV-003(7.55*4.95)Perf.Alum-S/Especifi","UN","PUERTAS Y VENTANAS ALUM Y LAM",null,"0,00 %","0,00"]
[108250,"PuertaVentanaPV-004(1.40*2.40)Perf.Alum-S/Especifi","UN","PUERTAS Y VENTANAS ALUM Y LAM",null,"0,00 %","0,00"]
[108251,"PuertaVentanaPV-005(4.44*2.40)Perf.Alum-S/Especifi","UN","PUERTAS Y VENTANAS ALUM Y LAM",null,"0,00 %","0,00"]
[108252,"PuertaVentanaPV-006(1.68*3.20)Perf.Alum-S/Especifi","UN","PUERTAS Y VENTANAS ALUM Y LAM",null,"0,00 %","0,00"]
[108253,"PuertaVentanaPV-007(9.45*3.20)Perf.Alum-S/Especifi","UN","PUERTAS Y VENTANAS ALUM Y LAM",null,"0,00 %","0,00"]
[108254,"PuertaVentanaPV-008(6.31*4.95)Perf.Alum-S/Especifi","UN","PUERTAS Y VENTANAS ALUM Y LAM",null,"0,00 %","0,00"]
[108255,"PuertaVentanaPV-009(37.00*4.85)Perf.Alum-S/Especif","UN","PUERTAS Y VENTANAS ALUM Y LAM",null,"0,00 %","0,00"]
[108295,"PuertaVentanaPV-010(37.00*4.85)Perf.Alum-S/Especif","UN","CARPINTERIA METALICA",null,"0,00 %","0,00"]
[108256,"PuertaVentanaPV-011(24.00*4.85)Perf.Alum-S/Especi","UN","PUERTAS Y VENTANAS ALUM Y LAM",null,"0,00 %","0,00"]
[108257,"PuertaVentanaPV-012(5.78*3.20)Perf.Alum-S/Especif","UN","PUERTAS Y VENTANAS ALUM Y LAM",null,"0,00 %","0,00"]
[108324,"PuertaVentanaPV-013(1.40*3.20)Perf.Alum-S/Especif","UN","CARPINTERIA METALICA",null,"0,00 %","0,00"]
[108381,"PuertaVentanaPV-15(36x6.75m)(Sum+Inst)S/Especifica","UN","PUERTAS Y VENTANAS ALUM Y LAM",null,"0,00 %","0,00"]
[108382,"PuertaVentanaPV-16(4.07x2.5m)(Sum+Inst)S/Especific","UN","PUERTAS Y VENTANAS ALUM Y LAM",null,"0,00 %","0,00"]
[108383,"PuertaVentanaPV-17(6.0x2.5m)(Sum+Inst)S/Especifica","UN","PUERTAS Y VENTANAS ALUM Y LAM",null,"0,00 %","0,00"]
[108384,"PuertaVentanaPV-18(4.0x2.5m)(Sum+Inst)S/Especifica","UN","PUERTAS Y VENTANAS ALUM Y LAM",null,"0,00 %","0,00"]
[108385,"PuertaVentanaPV-19(4.01x2.5m)(Sum+Inst)S/Especific","UN","PUERTAS Y VENTANAS ALUM Y LAM",null,"0,00 %","0,00"]
[108386,"PuertaVentanaPV-20(35.35x12.63m)(Sum+Inst)S/Especi","UN","PUERTAS Y VENTANAS ALUM Y LAM",null,"0,00 %","0,00"]
[108387,"PuertaVentanaPV-21(3.5x10.99m)(Sum+Inst)S/Especifi","UN","PUERTAS Y VENTANAS ALUM Y LAM",null,"0,00 %","0,00"]
[108395,"PuertaVentanaPV-22(11.7x3.0m)(Sum+Inst)S/Especific","UN","PUERTAS Y VENTANAS ALUM Y LAM",null,"0,00 %","0,00"]
[108396,"PuertaVentanaPV-23(15.56x2.1m)(Sum+Inst)S/Especif","UN","PUERTAS Y VENTANAS ALUM Y LAM",null,"0,00 %","0,00"]
[108398,"PuertaVentanaPV-24(17.41x3.0m)(Sum+Inst)S/Especif","UN","PUERTAS Y VENTANAS ALUM Y LAM",null,"0,00 %","0,00"]
[108399,"PuertaVentanaPV-25(1.5x3.0m)(Sum+Inst)S/Especifica","UN","PUERTAS Y VENTANAS ALUM Y LAM",null,"0,00 %","0,00"]
[108400,"PuertaVentanaPV-27(4.98x3.2m)(Sum+Inst)S/Especific","UN","PUERTAS Y VENTANAS ALUM Y LAM",null,"0,00 %","0,00"]
[108881,"PuertaVitrinaPerf.Aluminio(S/Descripcion Tec)","M2","PUERTAS Y VENTANAS ALUM Y LAM",null,"0,00 %","0,00"]
[107197,"Puesta en marcha sistema iluminacion","UN","LAMPARAS",null,"0,00 %","0,00"]
[107907,"PUESTO CUARTO CONTROL. 2,30 x 0,60","UN","MUEBLES ACCESORIOS",null,"0,00 %","0,00"]
[103316,"Puesto de trabajo incl. cajonera met. 1.35x1.35 **","UN","MISCELANEA",null,"0,00 %","0,00"]
[103318,"Puesto de trabajo L 1.50mx1.35m incl. cajonera **","UN","MISCELANEA",null,"0,00 %","0,00"]
[107908,"PUESTO OFICINA . 1,80 x 0,70","UN","MUEBLES ACCESORIOS",null,"0,00 %","0,00"]
[107909,"PUESTOS ADMISTRACION . 1,80 x 0,70","UN","MUEBLES ACCESORIOS",null,"0,00 %","0,00"]
[342,"PULIDA + LACADA PISO MADERA","M2","ENCHAPES,PISOS,ALFOMBRAS,PAPEL",null,"0,00 %","0,00"]
[341,"PULIDA PISO GRANITO(EQUIPO+MdEO)","M2","ENCHAPES,PISOS,ALFOMBRAS,PAPEL","860061089 - IDRD - PROYECCIÓN","19,00 %","$ 16.909,00","2023-03-24"]
[103653,"PULIDO Y BRILLADO DE VIDRIO","ML","MISCELANEA",null,"0,00 %","0,00"]
[101103,"PULIDORA (ICLUYE COPA)D=7\" TRABAJ-PESADO","DD","EQUIPO ALQUILER Y MAQUINARIA","860061089 - IDRD - PROYECCIÓN","19,00 %","$ 21.061,00","2023-03-24"]
[101012,"PULIDORA 9\" ( CON DISCO DE CORTE)","DD","EQUIPO ALQUILER Y MAQUINARIA","860061089 - IDRD - PROYECCIÓN","19,00 %","$ 28.051,00","2023-03-24"]
[1554,"PULIDORA INDUSTRIAL DE 4 ½\"    MAKITA   10000 RPM","UN","HERRAMIENTA","860061089 - IDRD - PROYECCIÓN","19,00 %","$ 532.479,01","2022-01-24"]
[1139,"PULIDORA INDUSTRIAL DE 4 ½\"   PG. 7.8AMP 11000 RPM","UN","HERRAMIENTA",null,"0,00 %","0,00"]
[103103,"PULIDORA MANUAL 9\"","HR","EQUIPO ALQUILER Y MAQUINARIA",null,"0,00 %","0,00"]
[3242,"PULIDORA MANUAL SIN DISCO","MES","EQUIPO ALQUILER Y MAQUINARIA",null,"0,00 %","0,00"]
[3241,"PULIDORA MANUAL SIN DISCO 9\"","DD","EQUIPO ALQUILER Y MAQUINARIA","860061089 - IDRD - PROYECCIÓN","19,00 %","$ 18.667,99","2023-03-24"]
[104260,"PULSADOR DOBLE START STOP","UN","MISCELANEA","8956232 - IDRD - MEDIA ARMONICA COTIZACIONES","19,00 %","$ 28.633,99","2020-01-22"]
[109001,"Pulsador luminoso LED","UN","MISCELANEA",null,"0,00 %","0,00"]
[108972,"PULSADOR MANUAL DE ALARMA REARMABLE","UN","INST. ELECTRICAS",null,"0,00 %","0,00"]
[103308,"Pulsador para Motobomba 2 A 4A A 110/220V.","UN","MISCELANEA",null,"0,00 %","0,00"]
[3367,"PULSADOR TIMBRE AUXIL LUZ PIL DEKO L/NEX","UN","APARATOS ELECTRICOS",null,"0,00 %","0,00"]
[3366,"PULSADOR TIMBRE SENC LUZ PIL DEKO L/NEX","UN","APARATOS ELECTRICOS",null,"0,00 %","0,00"]
[105047,"Punta Captora 5/8\" X 2.40 ml en aluminio","UN","APARATOS ELECTRICOS","860061089 - IDRD - PROYECCIÓN","19,00 %","$ 129.851,00","2022-01-28"]
[101491,"Punta captora 5/8\" X 60 cm punta blunt en aluminio","UN","INST. ELECTRICAS","860061089 - IDRD - PROYECCIÓN","19,00 %","$ 61.323,00","2022-01-31"]
[107473,"PUNTAS CAPTADORAS DE ALUMINIO 0,60 M CON BASE","UN","INST. ELECTRICAS","860061089 - IDRD - PROYECCIÓN","19,00 %","$ 61.324,00","2022-01-28"]
[102980,"PUNTERO HOJA DE RESORTE L= 35 cm **","UN","FERRETERIA Y HERRAMIENTAS",null,"0,00 %","0,00"]
[524,"PUNTILLA 1\" CON CABEZA","LB","FERRETERIA","555555555555 - IDRD - MEDIANA DE COTIZACIONES","19,00 %","$ 5.254,00","2023-03-08"]
[527,"PUNTILLA 1\" SIN CABEZA","LB","FERRETERIA","555555555555 - IDRD - MEDIANA DE COTIZACIONES","19,00 %","$ 4.384,00","2023-03-02"]
[525,"PUNTILLA 2\" CON CABEZA","LB","FERRETERIA","555555555555 - IDRD - MEDIANA DE COTIZACIONES","19,00 %","$ 4.487,00","2023-03-08"]
[528,"PUNTILLA 2\" SIN CABEZA","LB","FERRETERIA","555555555555 - IDRD - MEDIANA DE COTIZACIONES","19,00 %","$ 3.883,01","2023-03-02"]
[102499,"PUNTILLA 3\" CON CABEZA","LB","FERRETERIA","8956232 - IDRD - MEDIA ARMONICA COTIZACIONES","19,00 %","$ 5.192,01","2023-03-16"]
[1987,"PUNTILLA CON CABEZA 4\"","LB","FERRETERIA","555555555555 - IDRD - MEDIANA DE COTIZACIONES","19,00 %","$ 5.450,00","2023-03-08"]
[104297,"PUNTILLA ESTRIADA ACERADA 3\" CON CABEZA","LB","FERRETERIA Y HERRAMIENTAS",null,"0,00 %","0,00"]
[104532,"PUNTILLA LISA EN ACERO PARA CONCRETO  (75MM)","LB","FERRETERIA","555555555555 - IDRD - MEDIANA DE COTIZACIONES","19,00 %","$ 7.045,00","2023-03-22"]
[103479,"PUNTO DE SOLDADURA","UN","MOBILIARIO PARQUES","860061089 - IDRD - PROYECCIÓN","19,00 %","$ 10.002,00","2023-03-28"]
[10784,"PUNTO ECOLOGICO DE SEGURIDAD 3 X 180 LITROS CON SEÑALIZACIÓN EN STIKER BLANCO, NEGRO Y VERDE (sumini","UN","MOBILIARIO PARQUES","66665555555 - IDRD - MEDIA ARITMETICA DE COTIZACIONES","19,00 %","$ 2.677.500,00","2022-10-26"]
[104611,"PV-1 aluminio+vidrio lam 4+4mm Col Gim Sur","UN","VENTANERIA",null,"0,00 %","0,00"]
[104612,"PV-2 aluminio+vidrio lam 4+4mm Col Gim Sur","UN","VENTANERIA",null,"0,00 %","0,00"]
[104613,"PV-3 aluminio+vidrio lam 4+4mm Col Gim Sur","UN","VENTANERIA",null,"0,00 %","0,00"]
[104614,"PV-4 aluminio+vidrio lam 4+4mm Col Gim Sur","UN","VENTANERIA",null,"0,00 %","0,00"]
[104471,"PVA","GLN","FERRETERIA Y HERRAMIENTAS",null,"0,00 %","0,00"]
[698,"QUICKDONE (ACELERANTE) 5 KILOS","KG","ADITIVOS Y QUIMICOS",null,"0,00 %","0,00"]
[107729,"RACK DE DISTRIBUCION DE 90X60X70","ML","INST. ELECTRICAS",null,"0,00 %","0,00"]
[104383,"RACK METALICO 0,60MX0,60MX0,80 +multitoma","UN","CAJAS, ARMARIOS, TABLEROS","860061089 - IDRD - PROYECCIÓN","19,00 %","$ 510.237,00","2022-06-08"]
[107724,"RACK PRINCIPAL DE DISTRIBUCIÓN + ORGANI VERTICALES","UN","INST. ELECTRICAS",null,"0,00 %","0,00"]
[102271,"RACKS DE COMUNICACIONES","UN","APARATOS ELECTRICOS",null,"0,00 %","0,00"]
[106413,"RAMPA PISO EASY DECK AQUA","UN","Pisos",null,"0,00 %","0,00"]
[401,"RANA A GASOLINA DE 50X75 CM","DD","EQUIPO ALQUILER Y MAQUINARIA","860.001.498-9 - CONSTRUDATA","19,00 %","$ 49.488,01","2023-03-22"]
[2445,"RANA O VIBROCOMPACTADOR GASOLIN(50X75CM)","MES","EQUIPO ALQUILER Y MAQUINARIA","860061089 - IDRD - PROYECCIÓN","19,00 %","$ 840.814,00","2023-03-24"]
[102605,"RASTRILLO DE 16 DIENTES CON MANGO DE MADERA","UN","FERRETERIA Y HERRAMIENTAS",null,"0,00 %","0,00"]
[106505,"RASTRILLO- ESCOBA 25 DIENTES PLASTCA C/CABO","UN","HERRAMIENTA",null,"0,00 %","0,00"]
[102773,"RATCHET M/ART. 8 PULGADAS-M3/8 PULGADAS REF 4-86-2","UN","HERRAMIENTA","860061089 - IDRD - PROYECCIÓN","19,00 %","$ 34.749,00","2022-01-31"]
[108651,"RCMS PDT 10 G2","UN","MISCELANEA",null,"0,00 %","0,00"]
[108650,"RCMS PDT 9 G2","UN","MISCELANEA",null,"0,00 %","0,00"]
[103009,"Reactancia 1000W incl. condensador y arrancador **","UN","FERRETERIA Y HERRAMIENTAS",null,"0,00 %","0,00"]
[103695,"REACTANCIA ALVANCE MULTITAP 400W 220V","UN","MISCELANEA",null,"0,00 %","0,00"]
[105287,"Readecuación de acces point. estadio el campim","UN","EQUIPOS ESPECIALES",null,"0,00 %","0,00"]
[104990,"REBOBINAR (Motor Electrico 3.5HP 3.60 rpm/220)","UN","INST. HIDRAUL/SANIT. Y LAMINAS","NINGUNO EN PARTICULAR","19,00 %","$ 147.490,00","2019-12-02"]
[105709,"REBOBINAR (Motor Electrico 7.5 HP (3.600 rpm/220)","UN","MISCELANEA","NINGUNO EN PARTICULAR","19,00 %","$ 154.450,00","2019-12-02"]
[3307,"RECARGA CARROTANQUE  DE AGUA","HR","IMPERMEABIL.,ADITIVOS,QUIMICOS","860061089 - IDRD - PROYECCIÓN","19,00 %","$ 80.355,00","2023-03-17"]
[101788,"Recebo Afirmado Sum+Transp >15000 m3 **","M3","AGREGADOS CONCRETOS Y MORTEROS","8956232 - IDRD - MEDIA ARMONICA COTIZACIONES","19,00 %","$ 38.064,99","2019-07-04"]
[3309,"Recebo Comun sin transporte","M3","AGREGADOS CONCRETOS Y MORTEROS","860061089 - IDRD - PROYECCIÓN","19,00 %","$ 10.340,01","2023-03-24"]
[100626,"Recebo Comun sin transporte","M3","AGREGADOS CONCRETOS Y MORTEROS","860061089 - IDRD - PROYECCIÓN","19,00 %","$ 12.306,00","2020-01-13"]
[2141,"RECEBO MEJORADO CANTERA   planta","M3","AGREGADOS CONCRETOS Y MORTEROS",null,"0,00 %","0,00"]
[2155,"RECEBO MEJORADO CANTERA Obra","M3","AGREGADOS CONCRETOS Y MORTEROS",null,"0,00 %","0,00"]
[101811,"Recebo Subbase granular  - Sin transporte","M3","AGREGADOS CONCRETOS Y MORTEROS","860061089 - IDRD - PROYECCIÓN","19,00 %","$ 23.591,00","2023-03-17"]
[102539,"Recebo Subbase granular+ Transporte","M3","AGREGADOS CONCRETOS Y MORTEROS","860061089 - IDRD - PROYECCIÓN","19,00 %","$ 55.657,00","2023-03-17"]
[107904,"RECEPCION CONTROL. Diametro 5,20","UN","MUEBLES ACCESORIOS",null,"0,00 %","0,00"]
[107905,"RECEPCION PORTERIA HALL CULTURAL.","UN","MUEBLES ACCESORIOS",null,"0,00 %","0,00"]
[12868,"RECHAZO DE ZARANDA","M3","AGREGADOS CONCRETOS Y MORTEROS","860061089 - IDRD - PROYECCIÓN","19,00 %","$ 25.138,00","2022-01-28"]
[12684,"Recolección, tratamiento y disposición final de llantas usadas","KG","ACTIVIDADES ESPECIALES","666665454444 - IDRD - MENOR PRECIO DE COTIZACIONES","0,00 %","$ 1.152,00","2020-09-15"]
[12674,"Recolección, tratamiento y Disposición final de raíces de arboles","KG","ARBOLES Y PLANTAS","666665454444 - IDRD - MENOR PRECIO DE COTIZACIONES","19,00 %","$ 800,00","2020-09-11"]
[105718,"RECTIFICAR EJE MOTOR 12HP (Motor Electrico3.600rp","UN","INST. HIDRAUL/SANIT. Y LAMINAS","NINGUNO EN PARTICULAR","19,00 %","$ 52.500,00","2019-12-02"]
[105716,"RECTIFICAR EJE MOTOR 2.4 A 5.0HP (Motor Electrico3","UN","INST. HIDRAUL/SANIT. Y LAMINAS","1923650798 - ACFERBO","19,00 %","$ 29.000,00","2019-12-02"]
[105719,"RECTIFICAR EJE MOTOR 20HP (Motor Electrico3.600rp","UN","INST. HIDRAUL/SANIT. Y LAMINAS","NINGUNO EN PARTICULAR","19,00 %","$ 65.750,00","2019-12-02"]
[105717,"RECTIFICAR EJE MOTOR 7.5HP (Motor Electrico3.600rp","UN","INST. HIDRAUL/SANIT. Y LAMINAS","NINGUNO EN PARTICULAR","19,00 %","$ 41.600,00","2019-12-02"]
[101184,"Recub.Fibra de Vidrio 5-9mm Panel dos caras(Sum+In","M2","PREFABRICADOS",null,"0,00 %","0,00"]
[107659,"RECUBRIMIENTO DE DUCTO DE ESCAPE EN LÁMINA DE ALUM","ML","INST. ELECTRICAS",null,"0,00 %","0,00"]
[101789,"RECUBRIMIENTO SINTETICO DECOART ","M2","IMPERMEABIL.,ADITIVOS,QUIMICOS","8956232 - IDRD - MEDIA ARMONICA COTIZACIONES","19,00 %","$ 35.671,00","2022-06-03"]
[12616,"recubrimiento skate master","M2","PINTURAS","8956232 - IDRD - MEDIA ARMONICA COTIZACIONES","19,00 %","$ 114.395,00","2020-04-10"]
[102626,"RecubrimientoSintetico Canch+Demarc Asfalt(Sum+Ins","M2","PAVIMENTOS","8956232 - IDRD - MEDIA ARMONICA COTIZACIONES","19,00 %","$ 64.583,00","2022-05-10"]
[101218,"RecubrimientoSintetico+Demarcac(Patinodromo-Hockey","M2","MOBILIARIO URBANO Y SEÑALIZAC.","860061089 - IDRD - PROYECCIÓN","19,00 %","$ 86.461,00","2023-03-29"]
[101901,"RecubrimInternoPiscinaMembranaPVC-CRDC-Cometas","M2","IMPERMEABILIZANTES","860061089 - IDRD - PROYECCIÓN","19,00 %","$ 277.710,00","2023-03-22"]
[105138,"RECUENTO HETEROTROFOS Análisis Aguas Super. Piscin","UN","AGUAS","860061089 - IDRD - PROYECCIÓN","19,00 %","$ 37.105,00","2022-01-28"]
[103761,"RED DE FUTBOL  (SEMIPROFESIONAL)","JGO","MOBILIARIO URBANO Y SEÑALIZAC.","860061089 - IDRD - PROYECCIÓN","19,00 %","$ 298.058,00","2023-03-30"]
[107340,"RED DE REFRIG ACCESORIO TIPO Y-BRANCH UND. TIPO 1","UN","SISTEMAS VENTILACION",null,"0,00 %","0,00"]
[107337,"RED DE REFRIG ACCESORIO TIPO Y-BRANCH UND.TIPO 2","UN","SISTEMAS VENTILACION",null,"0,00 %","0,00"]
[107365,"RED DE REFRIGERACION TUBERÍA DE COBRE TIPO L 3/4\"","ML","SISTEMAS VENTILACION",null,"0,00 %","0,00"]
[107358,"RED DE REFRIGERACION TUBERÍA DE COBRE TIPO L 3/8\"","ML","SISTEMAS VENTILACION",null,"0,00 %","0,00"]
[107368,"RED DE REFRIGERACION TUBERÍA DE COBRE TIPO L 7/8\"","ML","SISTEMAS VENTILACION",null,"0,00 %","0,00"]
[103760,"RED DE VOLEIBOL","JGO","MOBILIARIO URBANO Y SEÑALIZAC.","860061089 - IDRD - PROYECCIÓN","19,00 %","$ 127.757,00","2023-03-28"]
[12923,"RED DOBLE CAP 100 USUARIOS H=7.50","UN","MOBILIARIO URBANO Y SEÑALIZAC.",null,"0,00 %","0,00"]
[107359,"RED REFRIGERACION DOBLE TUBERÍA COBRE TIPO L 5/8","ML","SISTEMAS VENTILACION",null,"0,00 %","0,00"]
[12925,"RED TORRE VIGIA CON TOBOGAN TUBULAR 94 USUARIOS 6-12 AÑOS","UN","MOBILIARIO URBANO Y SEÑALIZAC.",null,"0,00 %","0,00"]
[100442,"Redes para baloncesto **","UN","OTROS PREFABRICADOS","8956232 - IDRD - MEDIA ARMONICA COTIZACIONES","19,00 %","$ 28.846,00","2023-03-29"]
[2054,"REDUCC.POLIETILENO 3/4 x ½\"  GAS PAVCO","UN","ACCESORIOS HIDROSANITARIOS",null,"0,00 %","0,00"]
[12939,"REDUCCIÓN 1 1/4\" A 1 \" PVC-PRESION","UN","PISCINAS","860061089 - IDRD - PROYECCIÓN","19,00 %","$ 2.570,00","2022-01-31"]
[12940,"REDUCCIÓN 1\" A 1/2 \" PVC-PRESION","UN","PISCINAS","860061089 - IDRD - PROYECCIÓN","19,00 %","$ 1.333,00","2022-01-31"]
[106149,"REDUCCIÓN 20 A 25MM POLIPROPILENO","UN","INST. HIDRAUL/SANIT. Y LAMINAS",null,"0,00 %","0,00"]
[106150,"REDUCCIÓN 32 A 20MM POLIPROPILENO","UN","INST. HIDRAUL/SANIT. Y LAMINAS",null,"0,00 %","0,00"]
[106045,"REDUCCION CAMPANA ESPIGO  ADVAN EDGE DE 6” A 8”","UN","MISCELANEA",null,"0,00 %","0,00"]
[100046,"Reduccion cobre 2\"x1/2\" **","UN","ACCESORIOS HIDROSANITARIOS",null,"0,00 %","0,00"]
[100072,"Reduccion cobre 6\"x4\" **","UN","ACCESORIOS HIDROSANITARIOS",null,"0,00 %","0,00"]
[105690,"REDUCCION EXCENTRICA NOVAFORT (160X110MM)","UN","INST. HIDRAUL/SANIT. Y LAMINAS",null,"0,00 %","0,00"]
[100185,"Reduccion gas polietil 1\"x1/2\"  **","ML","TUBERIA HIDROSANITARIA",null,"0,00 %","0,00"]
[100186,"Reduccion gas polietil 1\"x3/4\"  **","ML","TUBERIA HIDROSANITARIA",null,"0,00 %","0,00"]
[100184,"Reduccion gas polietil 3/4\"x1/2\"  **","ML","TUBERIA HIDROSANITARIA",null,"0,00 %","0,00"]
[104550,"REDUCCIÓN HG 3/4\"A 1/2\"","UN","ACCESORIOS",null,"0,00 %","0,00"]
[104755,"REDUCCION HG DE 1 1/2\" A 1\"  BUSHING","UN","ACCESORIOS HIDROSANITARIOS",null,"0,00 %","0,00"]
[104756,"REDUCCION HG DE 2 1/2\" A 1 1/2\"  BUSHING","UN","INST. HIDRAUL/SANIT. Y LAMINAS",null,"0,00 %","0,00"]
[102310,"Reducción PVCP 1\"x 3/4\"  **","UN","TUBERIA HIDROSANITARIA","860061089 - IDRD - PROYECCIÓN","19,00 %","$ 1.356,01","2022-02-04"]
[102307,"Reducción PVCP 3/4\"x1/2\"  **","UN","TUBERIA HIDROSANITARIA","860061089 - IDRD - PROYECCIÓN","19,00 %","$ 681,00","2022-02-04"]
[103454,"REDUCCION-PEAD-160X110-PE100PN10**","UN","INST. DE GAS",null,"0,00 %","0,00"]
[105959,"REFLECTOR  LED (200W) BLANCO FRIO","UN","LAMPARAS",null,"0,00 %","0,00"]
[105670,"REFLECTOR 230W LED 220/240V. 50.000 HORAS.","UN","MISCELANEA","85965425122 - ROY Y ALPHA S.A.","19,00 %","$ 4.905.639,99","2019-11-27"]
[104926,"REFLECTOR 300W - 12 V","UN","INST. ELECTRICAS",null,"0,00 %","0,00"]
[10661,"REFLECTOR BUXUS 200 AS ","UN","LAMPARAS","555555555555 - IDRD - MEDIANA DE COTIZACIONES","19,00 %","$ 139.500,00","2022-05-10"]
[101419,"Reflector de Sodio 400 W**","UN","MISCELANEA",null,"0,00 %","0,00"]
[105935,"REFLECTOR LED (100W) BLANCO FRIO EXTERIOR","UN","LAMPARAS","860061089 - IDRD - PROYECCIÓN","19,00 %","$ 100.758,00","2023-03-30"]
[107657,"REFLECTOR LED MINI","UN","LAMPARAS",null,"0,00 %","0,00"]
[107664,"REFLECTOR LED MINI CABLE 100 ft de LONGITUD","UN","LAMPARAS",null,"0,00 %","0,00"]
[107660,"REFLECTOR LED MINI CABLE 50 ft de LONGITUD","UN","LAMPARAS",null,"0,00 %","0,00"]
[108513,"REFLECTOR LED PISCINA (30ft)","UN","LAMPARAS",null,"0,00 %","0,00"]
[12722,"REFLECTOR LED SYLVEO 120W CW UNV SYLVANIA ","UN","LAMPARAS","860061089 - IDRD - PROYECCIÓN","19,00 %","$ 788.034,01","2022-02-09"]
[102381,"REFLECTOR LED SYLVEO 120W CWP / 26568","UN","INST. ELECTRICAS","8956232 - IDRD - MEDIA ARMONICA COTIZACIONES","19,00 %","$ 521.034,00","2019-07-24"]
[105340,"REFLECTOR LED TIPO WALLPACK 30W(3.000K)100-240V","UN","LAMPARAS",null,"0,00 %","0,00"]
[105339,"REFLECTOR LED TIPO WALLPACK 50W(3.000K)100-240V","UN","LAMPARAS",null,"0,00 %","0,00"]
[105040,"REFLECTOR METAL HALIDE 1000 W redonda","UN","LAMPARAS","860061089 - IDRD - PROYECCIÓN","19,00 %","$ 1.292.377,00","2023-03-28"]
[104986,"REFLECTOR METAL HALIDE 250W- FACHADA(BASE+BOMBILL","UN","LAMPARAS","860061089 - IDRD - PROYECCIÓN","19,00 %","$ 301.778,00","2023-03-28"]
[101096,"Reflector MH 400 W(Inc. Bombillo Tubular)","UN","MISCELANEA","860061089 - IDRD - PROYECCIÓN","19,00 %","$ 319.678,01","2023-03-29"]
[102387,"Reflector silveo P26569 / LED REFL SYLVEO 150W CW","UN","INST. ELECTRICAS","8956232 - IDRD - MEDIA ARMONICA COTIZACIONES","19,00 %","$ 723.794,00","2019-07-24"]
[101893,"REFLECTOR SUBACUÁTICO LED14W/12VAC(CEFE COMETAS)","UN","INST. ELECTRICAS","77777777777 - CONTRATO CONSULTORIA CEFE COMETAS","19,00 %","$ 1.211.000,00","2019-04-24"]
[108777,"Refrigerador Traulsen UPT4812-LR48\"","UN","CARPINTERIA METALICA",null,"0,00 %","0,00"]
[107772,"REFRIGERADOR VERTICAL, CAP. 50 PIES","UN","EQUIPOS PARA COCINA",null,"0,00 %","0,00"]
[108483,"REFRIGERANTE R-410A","KG","SISTEMAS VENTILACION",null,"0,00 %","0,00"]
[101692,"Refuerzo cruce calzada para unir 2 cajas de paso","UN","APARATOS ELECTRICOS",null,"0,00 %","0,00"]
[107352,"Regadera antivandalica para ducha ref. tda-01 de t","UN","GRIFERIAS,APARATOS,ACCESORIOS",null,"0,00 %","0,00"]
[106390,"REGADERA CABEZA DE DUCHA INCRUSTAR","UN","GRIFERIA",null,"0,00 %","0,00"]
[609,"REGADERA Cte. Cromada   GRIVAL","UN","GRIFERIAS,APARATOS,ACCESORIOS",null,"0,00 %","0,00"]
[2078,"REGADERA DUCHA  VICTORIA  GRICOL","UN","ACCESORIOS",null,"0,00 %","0,00"]
[2086,"REGADERA DUCHA GRADUABLE PLATINO  GRICOL","UN","ACCESORIOS",null,"0,00 %","0,00"]
[31900,"REGADERA ITALIANA DUCHA Cr       GRICOL","UN","ACCESORIOS",null,"0,00 %","0,00"]
[104070,"Regadera Saona Redonda 8 pulg brazo 40cm Cromo","UN","INST. HIDRAUL/SANIT. Y LAMINAS","555555555555 - IDRD - MEDIANA DE COTIZACIONES","19,00 %","$ 95.900,01","2019-09-03"]
[558,"REGADERA VENECIANA      GRIVAL","UN","GRIFERIAS,APARATOS,ACCESORIOS",null,"0,00 %","0,00"]
[103329,"REGADERA VERCALI CRNA **","UN","MISCELANEA",null,"0,00 %","0,00"]
[100932,"REGATAS DETECCION DE REFUERZO (EQUIP.FERROSCAN)","UN","ENSAYOS DE LABORATORIO","860061089 - IDRD - PROYECCIÓN","19,00 %","$ 69.491,00","2022-02-02"]
[12478,"regilla de suministro lineal sistema continuo sin marco sin damper (30\"x6\") (RSLC_01) cometas ","UN","SISTEMAS VENTILACION","77777777777 - CONTRATO CONSULTORIA CEFE COMETAS","19,00 %","$ 119.000,00","2019-10-01"]
[1090,"REGISTRO ½\" PASO DIRECT-CORTINA BRONCE ROSCADO","UN","REGISTROS Y CHEQUES",null,"0,00 %","0,00"]
[102156,"REGISTRO ½\"PASO DIRECTO-CORTINA/NORMA ICONTEC","UN","REGISTROS Y CHEQUES","860061089 - IDRD - PROYECCIÓN","19,00 %","$ 29.114,16","2022-01-24"]
[104525,"REGISTRO 11/4\"PASO DIRECTO-CORTINA BRONCE ROSCADO","UN","ACCESORIOS HIDROSANITARIOS","860061089 - IDRD - PROYECCIÓN","19,00 %","$ 121.418,07","2020-01-09"]
[104274,"REGISTRO BOLA 1 1/2\"BRONCE ROSCAD0","UN","INST. HIDRAUL/SANIT. Y LAMINAS",null,"0,00 %","0,00"]
[104188,"REGISTRO BOLA Ø 2 1/2\"","UN","MISCELANEA",null,"0,00 %","0,00"]
[103821,"REGISTRO BOLA Ø3\"","UN","GRIFERIAS,APARATOS,ACCESORIOS","860061089 - IDRD - PROYECCIÓN","19,00 %","$ 383.192,00","2023-03-28"]
[104759,"REGISTRO CORTINA  4\"","UN","REGISTROS Y CHEQUES","860061089 - IDRD - PROYECCIÓN","19,00 %","$ 1.538.985,85","2022-01-24"]
[104761,"REGISTRO CORTINA  6\" (300PSI)FLANCHADO","UN","REGISTROS Y CHEQUES",null,"0,00 %","0,00"]
[105451,"REGISTRO CORTINA  PESADO 1 1/2\" S/NORMA ICONTEC","UN","REGISTROS Y CHEQUES","860061089 - IDRD - PROYECCIÓN","19,00 %","$ 182.425,81","2022-01-24"]
[105450,"REGISTRO CORTINA  PESADO 1 1/4\" S/NORMA ICONTEC","UN","REGISTROS Y CHEQUES","860061089 - IDRD - PROYECCIÓN","19,00 %","$ 136.896,20","2022-01-24"]
[105452,"REGISTRO CORTINA  PESADO 2\"S/NROMA ICONTEC","UN","REGISTROS Y CHEQUES","860061089 - IDRD - PROYECCIÓN","19,00 %","$ 269.252,84","2022-01-24"]
[103390,"REGISTRO CORTINA 1/2\" ITAP","UN","MISCELANEA",null,"0,00 %","0,00"]
[103388,"REGISTRO CORTINA 11/2\" ITAP","UN","MISCELANEA",null,"0,00 %","0,00"]
[103391,"REGISTRO CORTINA 11/4\" RW","UN","REGISTROS Y CHEQUES","860061089 - IDRD - PROYECCIÓN","19,00 %","$ 113.119,02","2022-01-24"]
[103386,"REGISTRO CORTINA 2\" ITAP","UN","MISCELANEA",null,"0,00 %","0,00"]
[103389,"REGISTRO CORTINA 3\" ITAP","UN","MISCELANEA",null,"0,00 %","0,00"]
[837,"REGISTRO CORTINA Ø ½\" S/NORMA ICONTEC","UN","REGISTROS Y CHEQUES","8956232 - IDRD - MEDIA ARMONICA COTIZACIONES","19,00 %","$ 81.115,01","2023-03-31"]
[102556,"REGISTRO CORTINA Ø 1\"(125 PSI) S/ICONTEC","UN","REGISTROS Y CHEQUES","555555555555 - IDRD - MEDIANA DE COTIZACIONES","19,00 %","$ 153.549,00","2023-03-31"]
[836,"REGISTRO CORTINA Ø 2\"PESADOS/NORMICONTEC 125psi","UN","REGISTROS Y CHEQUES","555555555555 - IDRD - MEDIANA DE COTIZACIONES","19,00 %","$ 445.355,00","2023-03-22"]
[102553,"REGISTRO CORTINA Ø 3\" TIPO PESADO","UN","REGISTROS Y CHEQUES","8956232 - IDRD - MEDIA ARMONICA COTIZACIONES","19,00 %","$ 1.100.342,00","2023-03-31"]
[103387,"REGISTRO CORTINA Ø1\" S/NROMA ICONTEC","UN","REGISTROS Y CHEQUES",null,"0,00 %","0,00"]
[105704,"REGISTRO CORTINA Ø4\" PESADO S/NORMA ICONTEC","UN","REGISTROS Y CHEQUES","860061089 - IDRD - PROYECCIÓN","19,00 %","$ 1.290.849,62","2022-01-24"]
[105439,"REGISTRO CORTINA PESADO  Ø 1\" S/NORMA ICONTEC","UN","REGISTROS Y CHEQUES","860061089 - IDRD - PROYECCIÓN","19,00 %","$ 74.837,05","2022-01-24"]
[105441,"REGISTRO CORTINA PESADO  Ø 11/4\" RED WHITE","UN","REGISTROS Y CHEQUES",null,"0,00 %","0,00"]
[102839,"REGISTRO CORTINA PESADO 1 1/4\" S/NORMA ICONTEC","UN","REGISTROS Y CHEQUES","8956232 - IDRD - MEDIA ARMONICA COTIZACIONES","19,00 %","$ 210.028,00","2023-03-31"]
[839,"REGISTRO CORTINA PESADO Ø 1½ S/NORMA ICONTEC","UN","REGISTROS Y CHEQUES","8956232 - IDRD - MEDIA ARMONICA COTIZACIONES","19,00 %","$ 270.255,00","2023-03-31"]
[100620,"REGISTRO CORTINA PESADO Ø2 1/2\" S/NORMA ICONTEC","UN","REGISTROS Y CHEQUES","860061089 - IDRD - PROYECCIÓN","19,00 %","$ 406.722,56","2022-01-24"]
[838,"REGISTRO CORTINA PESADOØ3/4\"S/NORM.ICONT-200PSI","UN","REGISTROS Y CHEQUES","8956232 - IDRD - MEDIA ARMONICA COTIZACIONES","19,00 %","$ 95.925,00","2023-03-31"]
[103385,"REGISTRO CORTINA.2\"  ITAP","UN","REGISTROS Y CHEQUES",null,"0,00 %","0,00"]
[102557,"REGISTRO CORTINA.Ø1/2\"(125 PSI)S/ICONTEC","UN","REGISTROS Y CHEQUES","860061089 - IDRD - PROYECCIÓN","19,00 %","$ 75.556,00","2022-12-22"]
[102554,"REGISTRO CORTINA.Ø2\"PESADO  S/NROMA ICONTEC(125Psi","UN","REGISTROS Y CHEQUES","8956232 - IDRD - MEDIA ARMONICA COTIZACIONES","19,00 %","$ 454.006,00","2023-03-31"]
[2085,"REGISTRO DUCHA KRISTHAL GRICOL","UN","ACCESORIOS",null,"0,00 %","0,00"]
[2077,"REGISTRO DUCHA URANO  GRICOL","UN","ACCESORIOS",null,"0,00 %","0,00"]
[106328,"REGISTRO GLOBO 3/4”-200PSI-WOG","UN","REGISTROS Y CHEQUES","860061089 - IDRD - PROYECCIÓN","19,00 %","$ 83.405,99","2022-01-24"]
[106325,"REGISTRO GLOBO Ø1/2\" (200PSI) BRONCE ROSCADO","UN","REGISTROS Y CHEQUES","860061089 - IDRD - PROYECCIÓN","19,00 %","$ 65.452,71","2022-01-24"]
[100619,"REGISTRO PASO DIRECTO PESADO Ø.3\"","UN","REGISTROS Y CHEQUES","860061089 - IDRD - PROYECCIÓN","19,00 %","$ 439.907,30","2022-01-24"]
[835,"REGISTRO PASO Dto.Ø1\" S/NORMA  ICONTEC-215PSI","UN","REGISTROS Y CHEQUES","555555555555 - IDRD - MEDIANA DE COTIZACIONES","19,00 %","$ 53.550,00","2021-11-29"]
[108848,"Registro Vastago ascendente 2\"","UN","MISCELANEA",null,"0,00 %","0,00"]
[108847,"Registro Vastago ascendente 8\"","UN","MISCELANEA",null,"0,00 %","0,00"]
[106320,"REGISTRO VASTAGO ASCENDENTE Ø6”-300PSI","UN","REGISTROS Y CHEQUES","860061089 - IDRD - PROYECCIÓN","19,00 %","$ 1.508.253,60","2022-01-24"]
[106527,"REGISTRO/VALVULA  BOLA Ø 3/4\" (MANIJA - METALICA)","UN","REGISTROS Y CHEQUES",null,"0,00 %","0,00"]
[106728,"RegistroPublicidad Exterior Visual vallas de obra","M2","TARIFAS Y SERVICIOS","899.999.061 - SECRETARIA DISTRITAL DE AMBIENTE","0,00 %","$ 120.000,00","2022-02-11"]
[101244,"REGLA VIBRATORIA  TIPO ESCALERA GASOLINA","DD","EQUIPO ALQUILER Y MAQUINARIA","830126433-1 - ASTRO EQUIPOS  LTDA","19,00 %","$ 26.180,00","2019-12-18"]
[778,"REGLETA 10 PARES STRIP DOBLE NICHO CON BASE","UN","APARATOS ELECTRICOS",null,"0,00 %","0,00"]
[3435,"REGLETA 110XC AMP 100P CON BASE","UN","CABLEADO ESTRUCTURADO",null,"0,00 %","0,00"]
[101505,"Regleta de 50 pares","UN","APARATOS ELECTRICOS",null,"0,00 %","0,00"]
[9820,"REGLETA S 110 50 PARES CON BASE","UN","CABLEADO ESTRUCTURADO",null,"0,00 %","0,00"]
[102363,"Regleta Strip Tel. 20 pares","UN","APARATOS ELECTRICOS",null,"0,00 %","0,00"]
[103518,"Regulador Bifásico 8 Kva(RelevoRta.20 Mil segundo)","UN","MISCELANEA",null,"0,00 %","0,00"]
[107274,"REGULADOR DE GAS 1 ETAPA","UN","INST. DE GAS",null,"0,00 %","0,00"]
[102330,"REGULADOR DE GAS SEGUNDA ETAPA, INCLUYE MANOMETROS - CEFE COMETAS","UN","INST. DE GAS","77777777777 - CONTRATO CONSULTORIA CEFE COMETAS","19,00 %","$ 762.069,00","2019-07-15"]
[102588,"Regulador de Voltaje 1000W(90-140V)Supres de Picos","UN","CAJAS, ARMARIOS, TABLEROS","8956232 - IDRD - MEDIA ARMONICA COTIZACIONES","19,00 %","$ 47.238,00","2023-03-31"]
[3836,"REGULADOR E-METER","UN","INST. DE GAS",null,"0,00 %","0,00"]
[104155,"REGULADOR GAS 2 ETAPA Ø2\"","UN","INST. DE GAS",null,"0,00 %","0,00"]
[3761,"REGULADOR GAS RP 40","UN","INST. DE GAS",null,"0,00 %","0,00"]
[100837,"REINSTALACION CANCHA MULTIPLE","JGO","PAVIMENTOS",null,"0,00 %","0,00"]
[102870,"Reja Bancaria varilla 12mm (anticorrosivo+esmalte)","M2","PERFILES Y DIVISIONES","666665454444 - IDRD - MENOR PRECIO DE COTIZACIONES","19,00 %","$ 107.424,00","2019-04-25"]
[1318,"REJILLA  VETILACION 15*15","UN","REJILLAS",null,"0,00 %","0,00"]
[104821,"Rejilla 0.77x2.0m tipo persian2 Hojas+antic(Sum+In","UN","VENTANERIA",null,"0,00 %","0,00"]
[100239,"Rejilla Aluminio  TC 3\"x2\" (Tradic.Concentrica)","UN","REJILLAS",null,"0,00 %","0,00"]
[100238,"Rejilla Aluminio brillante  HC 4\"x3\" **","UN","REJILLAS",null,"0,00 %","0,00"]
[100237,"Rejilla Aluminio brillante HC 5\"x3\" **","UN","REJILLAS",null,"0,00 %","0,00"]
[102314,"Rejilla Aluminio brillante HC 5\"x3\" **","UN","REJILLAS",null,"0,00 %","0,00"]
[100236,"Rejilla Aluminio brillante TC 6\"x4\" **","UN","REJILLAS",null,"0,00 %","0,00"]
[366,"REJILLA ALUMINIO CON SOSCO (3\"x2\") TRADICIONAL","UN","REJILLAS","860061089 - IDRD - PROYECCIÓN","19,00 %","$ 4.365,00","2023-03-28"]
[1307,"REJILLA ALUMINIO CON SOSCO 3*2","UN","REJILLAS",null,"0,00 %","0,00"]
[1308,"REJILLA ALUMINIO CON SOSCO 4*3","UN","REJILLAS",null,"0,00 %","0,00"]
[1310,"REJILLA ALUMINIO CON SOSCO 5*4","UN","REJILLAS",null,"0,00 %","0,00"]
[1311,"REJILLA ALUMINIO CON SOSCO 6*4","UN","REJILLAS",null,"0,00 %","0,00"]
[1312,"REJILLA ALUMINIO PLANA T3","UN","REJILLAS",null,"0,00 %","0,00"]
[1313,"REJILLA ALUMINIO PLANA T4","UN","REJILLAS",null,"0,00 %","0,00"]
[315,"REJILLA ANTICUCARACHA 3\"x2\" COMBINADA","UN","REJILLAS",null,"0,00 %","0,00"]
[316,"REJILLA ANTICUCARACHA 6\"x4\" Al.","UN","REJILLAS",null,"0,00 %","0,00"]
[103594,"Rejilla anticucaracha TA 8x16 x 2\" Aluminio **","UN","MISCELANEA",null,"0,00 %","0,00"]
[100240,"Rejilla Bronce brillante TC 3\"x2\" **","UN","REJILLAS",null,"0,00 %","0,00"]
[100241,"Rejilla Bronce brillante TC 4\"x3\" **","UN","REJILLAS",null,"0,00 %","0,00"]
[104237,"Rejilla Bronce TC 31/2\"x3\"","UN","ENCHAPES,PISOS,ALFOMBRAS,PAPEL",null,"0,00 %","0,00"]
[103367,"Rejilla Con Sosco 3X2\"METALICA(ALUMINIO)","UN","INST. HIDRAUL/SANIT. Y LAMINAS",null,"0,00 %","0,00"]
[317,"REJILLA CONCENTRICA 3\"x2\" COMBINADA","UN","REJILLAS","860061089 - IDRD - PROYECCIÓN","19,00 %","$ 11.763,95","2022-01-24"]
[1212,"REJILLA CONCENTRICA.ALUMINIOt.TC-3x2\"","UN","TUBERIA SUBT,REJILLAS,SUMIDER.","66665555555 - IDRD - MEDIA ARITMETICA DE COTIZACIONES","19,00 %","$ 6.033,00","2019-03-01"]
[1314,"REJILLA CUPULA 5*3 ALUMINIO","UN","REJILLAS",null,"0,00 %","0,00"]
[1315,"REJILLA CUPULA 6*4 ALUMINIO","UN","REJILLAS",null,"0,00 %","0,00"]
[102315,"REJILLA CUPULA ALUMINIO 6X4**","UN","REJILLAS","860061089 - IDRD - PROYECCIÓN","19,00 %","$ 30.813,00","2023-03-29"]
[385,"REJILLA DE ARBOL DE 120 cm. H.F.","UN","REJILLAS",null,"0,00 %","0,00"]
[108910,"Rejilla de descarga T. Louver sin damper 12\"x8\" gr","UN","SISTEMAS VENTILACION",null,"0,00 %","0,00"]
[2340,"REJILLA DE EXTRACCION 10\"x8\"","UN","INSTALACIONES HOSPITALARIAS",null,"0,00 %","0,00"]
[2338,"REJILLA DE EXTRACCION 14\"x12\"","UN","INSTALACIONES HOSPITALARIAS",null,"0,00 %","0,00"]
[2339,"REJILLA DE EXTRACCION 14\"x6\"","UN","INSTALACIONES HOSPITALARIAS",null,"0,00 %","0,00"]
[2343,"REJILLA DE EXTRACCION 6\"x4\"","UN","INSTALACIONES HOSPITALARIAS",null,"0,00 %","0,00"]
[2342,"REJILLA DE EXTRACCION 6\"x6\"","UN","INSTALACIONES HOSPITALARIAS",null,"0,00 %","0,00"]
[2341,"REJILLA DE EXTRACCION 8\"x6\"","UN","INSTALACIONES HOSPITALARIAS",null,"0,00 %","0,00"]
[107135,"REJILLA DE EXTRACCIÓN 8\"x8\" CON DAMPER DE BALANCEO","UN","SISTEMAS VENTILACION",null,"0,00 %","0,00"]
[108911,"Rejilla de extracción tipo cubo de 10\"x6\" con dam","UN","SISTEMAS VENTILACION",null,"0,00 %","0,00"]
[108913,"Rejilla de extracción tipo cubo de 10\"x8\" con dam","UN","SISTEMAS VENTILACION",null,"0,00 %","0,00"]
[108912,"Rejilla de extracción tipo cubo de 12\"x10\" con dam","UN","SISTEMAS VENTILACION",null,"0,00 %","0,00"]
[108704,"Rejilla de extracción tipo cubo de 16\"x10\" con dam","UN","SISTEMAS VENTILACION",null,"0,00 %","0,00"]
[108914,"Rejilla de extracción tipo cubo de 6\"x6\" con dam","UN","SISTEMAS VENTILACION",null,"0,00 %","0,00"]
[104925,"REJILLA DE FONDO  ANTIATRAPAMIENTO DE 18\" * 18\"","UN","ELEMENTOS DE SEGURIDAD",null,"0,00 %","0,00"]
[101904,"REJILLA DE FONDO ANTIATRAPAMIENTO DE 9\"X9\"","UN","EQUIPOS ESPECIALES","8956232 - IDRD - MEDIA ARMONICA COTIZACIONES","19,00 %","$ 245.147,00","2019-04-29"]
[12708,"Rejilla de piso rectangular en acero inoxidable","UN","TUBERIA SUBT,REJILLAS,SUMIDER.","666665454444 - IDRD - MENOR PRECIO DE COTIZACIONES","19,00 %","$ 86.957,00","2020-10-07"]
[108612,"REJILLA DE RETORNO ALERTA FIJA CON DAMPER 10\"X6\"","UN","SISTEMAS VENTILACION",null,"0,00 %","0,00"]
[108615,"REJILLA DE RETORNO ALETA FIJA CON DAMPER 10\"X4\"","UN","SISTEMAS VENTILACION",null,"0,00 %","0,00"]
[108372,"REJILLA DE RETORNO ALETA FIJA CON DAMPER 10\"X6\"","UN","SISTEMAS VENTILACION",null,"0,00 %","0,00"]
[108379,"REJILLA DE RETORNO ALETA FIJA CON DAMPER 6\"X6\"","UN","SISTEMAS VENTILACION",null,"0,00 %","0,00"]
[108380,"REJILLA DE RETORNO ALETA FIJA CON DAMPER 8\"X4\"","UN","SISTEMAS VENTILACION",null,"0,00 %","0,00"]
[108377,"REJILLA DE RETORNO ALETA FIJA CON DAMPER 8\"X6\"","UN","SISTEMAS VENTILACION","77777777777 - CONTRATO CONSULTORIA CEFE COMETAS","19,00 %","$ 45.220,00","2019-07-08"]
[108375,"REJILLA DE RETORNO ALETA FIJA CON DAMPER 8\"X8\"","UN","SISTEMAS VENTILACION",null,"0,00 %","0,00"]
[108927,"Rejilla de retorno aleta fija con damper de 46x60\"","UN","SISTEMAS VENTILACION",null,"0,00 %","0,00"]
[12469,"Rejilla de retorno de aire rra-01 (6\"x6\") CEFE COMETAS","UN","SISTEMAS VENTILACION","77777777777 - CONTRATO CONSULTORIA CEFE COMETAS","19,00 %","$ 17.250,00","2019-09-26"]
[12452,"REJILLA DE RETORNO DE AIRE RRA-04 (8\"x6\") suministro ","UN","SISTEMAS VENTILACION","77777777777 - CONTRATO CONSULTORIA CEFE COMETAS","19,00 %","$ 15.000,00","2019-10-08"]
[108699,"Rejilla de retorno tipo aleta fija con damper, de","UN","SISTEMAS VENTILACION",null,"0,00 %","0,00"]
[108409,"REJILLA DE RETORNO TIPO CUBO 24\"X24\" CON DAMPER","UN","SISTEMAS VENTILACION",null,"0,00 %","0,00"]
[108633,"REJILLA DE RETORNO TIPO CUBO MOD L-RA-AG 10\"x10\"","UN","SISTEMAS VENTILACION",null,"0,00 %","0,00"]
[108634,"REJILLA DE RETORNO TIPO CUBO MOD L-RA-AG 12\"x10\"","UN","SISTEMAS VENTILACION",null,"0,00 %","0,00"]
[108635,"REJILLA DE RETORNO TIPO CUBO MOD L-RA-AG 14\"x14\"","UN","SISTEMAS VENTILACION",null,"0,00 %","0,00"]
[12470,"Rejilla de suministro de aire (42\"x6\") CEFE COMETAS","UN","SISTEMAS VENTILACION","77777777777 - CONTRATO CONSULTORIA CEFE COMETAS","19,00 %","$ 120.750,00","2019-09-26"]
[108632,"REJILLA DE SUMINISTRO DOBLE HILERA MODELO L-VH CON","UN","SISTEMAS VENTILACION",null,"0,00 %","0,00"]
[102182,"REJILLA DE SUMINISTRO LINEAL SISTEMA CONTINUO, PAR","UN","MISCELANEA","NINGUNO EN PARTICULAR","19,00 %","$ 119.000,00","2019-07-12"]
[108703,"Rejilla de suministro tipo doble aleta con damper","UN","SISTEMAS VENTILACION",null,"0,00 %","0,00"]
[108401,"REJILLA DE SUMINSTRO DOBLE ALETA CON DAMPER 10\"X8\"","UN","SISTEMAS VENTILACION",null,"0,00 %","0,00"]
[108600,"REJILLA DE SUMINSTRO DOBLE ALETA CON DAMPER 12\"X8\"","UN","SISTEMAS VENTILACION",null,"0,00 %","0,00"]
[108397,"REJILLA DE SUMINSTRO DOBLE ALETA CON DAMPER 16\"X8\"","UN","SISTEMAS VENTILACION",null,"0,00 %","0,00"]
[108403,"REJILLA DE SUMINSTRO DOBLE ALETA CON DAMPER 8\"X4\"","UN","SISTEMAS VENTILACION",null,"0,00 %","0,00"]
[108402,"REJILLA DE SUMINSTRO DOBLE ALETA CON DAMPER 8\"X8\"","UN","SISTEMAS VENTILACION",null,"0,00 %","0,00"]
[3824,"REJILLA DE VENTILACION DE 20x20 PLASTICA","UN","INST. DE GAS","8956232 - IDRD - MEDIA ARMONICA COTIZACIONES","19,00 %","$ 7.460,00","2019-12-02"]
[2623,"REJILLA DESARENADORES C-50x120 Cm","UN","TUBERIA SUBT,REJILLAS,SUMIDER.",null,"0,00 %","0,00"]
[2626,"REJILLA DESARENADORES SB-30x70 Cm","UN","TUBERIA SUBT,REJILLAS,SUMIDER.",null,"0,00 %","0,00"]
[649,"REJILLA EN CONCRETO PREF, 45X83X14 (VIAL)","UN","TUBERIA SUBT,REJILLAS,SUMIDER.","860061089 - IDRD - PROYECCIÓN","19,00 %","$ 185.637,00","2023-03-28"]
[108637,"REJILLA EXTRACCION ALETA FIJA A 0° MOD L-BG 48X8","UN","SISTEMAS VENTILACION",null,"0,00 %","0,00"]
[12680,"REJILLA EXTRACCION ALETA FIJA LRA - OB 50\"X8\"","UN","PISCINAS","666665454444 - IDRD - MENOR PRECIO DE COTIZACIONES","19,00 %","$ 325.974,00","2020-09-11"]
[108781,"rejilla fondo antiatrapamiento H/W ABS 7 3/4\"X73/4","UN","ELEMENTOS DE SEGURIDAD",null,"0,00 %","0,00"]
[102169,"Rejilla Fondo Cuadrada Nicho 18X18 CEFE COMETAS","UN","ELEMENTOS DE SEGURIDAD","77777777777 - CONTRATO CONSULTORIA CEFE COMETAS","19,00 %","$ 1.200.000,00","2019-07-10"]
[103040,"Rejilla indust.T(ASTM A-36)0.90x2.00mGalvan. **","UN","REJILLAS",null,"0,00 %","0,00"]
[107328,"Rejilla industrial transitable tipoA Taesmet CDRC","M2","Pisos","47874222222 - CONTRATO CONSULTORIA CDRC 1","19,00 %","$ 186.830,00","2019-09-26"]
[2358,"REJILLA LAVADERO 2 1/2\" + S/sosco","UN","TUBERIA SUBT,REJILLAS,SUMIDER.",null,"0,00 %","0,00"]
[347,"REJILLA LAVADERO 5x7cmx1 ½ \"Al.","UN","REJILLAS",null,"0,00 %","0,00"]
[2615,"REJILLA LAVADERO L-2 ½\"x 1 ½\"  Al.","UN","TUBERIA SUBT,REJILLAS,SUMIDER.",null,"0,00 %","0,00"]
[9437,"REJILLA LINEA SOCIAL 3\" X 2\" C /sosco","UN","TUBERIA SUBT,REJILLAS,SUMIDER.",null,"0,00 %","0,00"]
[108404,"REJILLA LINEAL DE RETORNO 12\"X60\" CON PLENUM","UN","SISTEMAS VENTILACION",null,"0,00 %","0,00"]
[106506,"REJILLA P/PISO PLASTICA CON SOSCO 4\" x 3\"","UN","REJILLAS",null,"0,00 %","0,00"]
[104424,"REJILLA PEATONAL 40X40X8CM CONCRTETO REFORZADO","UN","PREFABRICADOS","8956232 - IDRD - MEDIA ARMONICA COTIZACIONES","16,00 %","$ 27.295,00","2019-07-29"]
[105577,"REJILLA PEATONAL DE 29X50X5 (SUM+ TRANSPORTE)","UN","CONCRETOS","555555555555 - IDRD - MEDIANA DE COTIZACIONES","19,00 %","$ 26.769,00","2022-04-29"]
[105778,"REJILLA PERIMETRAL  PISCINA  (,29X,03X1 MT)","UN","MISCELANEA",null,"0,00 %","0,00"]
[107449,"Rejilla perimetral 345x24 mm Poliprop o ABS","ML","PISCINAS","47874222222 - CONTRATO CONSULTORIA CDRC 1","19,00 %","$ 253.250,00","2019-11-13"]
[105315,"Rejilla perimetral para piscina color blanco fabri","ML","PISCINAS",null,"0,00 %","0,00"]
[2357,"REJILLA PLAST.3\"plana cte.","UN","TUBERIA SUBT,REJILLAS,SUMIDER.",null,"0,00 %","0,00"]
[9441,"REJILLA PLAST.3x2\" C/sosco Anticucaracha","UN","REJILLAS",null,"0,00 %","0,00"]
[2275,"REJILLA PLAST.3x2\"C/sosco cuad.cte","UN","TUBERIA SUBT,REJILLAS,SUMIDER.",null,"0,00 %","0,00"]
[2354,"REJILLA PLAST.3x2\"C/sosco cuad.gal","UN","TUBERIA SUBT,REJILLAS,SUMIDER.",null,"0,00 %","0,00"]
[2345,"REJILLA PLAST.3x2\"c/sosco cuadrada anticucaracha","UN","REJILLAS","860061089 - IDRD - PROYECCIÓN","19,00 %","$ 3.075,00","2023-03-28"]
[9439,"REJILLA PLAST.4x3\"C/sosco Cte","UN","TUBERIA SUBT,REJILLAS,SUMIDER.",null,"0,00 %","0,00"]
[9438,"REJILLA PLAST.5x3\"C/sosco Cte","UN","TUBERIA SUBT,REJILLAS,SUMIDER.",null,"0,00 %","0,00"]
[9440,"REJILLA PLAST.5x4\"C/sosco Cte","UN","TUBERIA SUBT,REJILLAS,SUMIDER.","6555555555 - IDRD - MENOR VALOR   DE COTIZACIONES","19,00 %","$ 3.690,00","2020-10-02"]
[2156,"REJILLA PLASTICA 3x2\" C/sosco cte.","UN","TUBERIA SUBT,REJILLAS,SUMIDER.",null,"0,00 %","0,00"]
[101146,"Rejilla plástica antivandálica (29X100X3.8 cm) Peatonal","UN","REJILLAS","2121212121 - MADERPLAST S.A.","19,00 %","$ 215.985,00","2019-11-21"]
[103026,"Rejilla pref. conc. 2500 psi 0.8x0.4x0.06","UN","MISCELANEA",null,"0,00 %","0,00"]
[102192,"REJILLA RETORNO AIRE RRA-01 (8\"x4\")CEFE COMETAS","UN","SISTEMAS VENTILACION","77777777777 - CONTRATO CONSULTORIA CEFE COMETAS","19,00 %","$ 14.200,00","2019-07-12"]
[107174,"REJILLA RETORNO LINEAL + PLENUM AISLADO 4 SLOTS 1\"","UN","SISTEMAS VENTILACION","47874222222 - CONTRATO CONSULTORIA CDRC 1","19,00 %","$ 136.250,00","2019-09-27"]
[107180,"REJILLA RETORNO LINEAL + PLENUM AISLADO 8 SLOTS 1\"","UN","SISTEMAS VENTILACION","47874222222 - CONTRATO CONSULTORIA CDRC 1","19,00 %","$ 306.250,00","2019-09-24"]
[104776,"REJILLA SIFON CON SOSCO (3X2\") PLÁSTICA","UN","ACCESORIOS HIDROSANITARIOS",null,"0,00 %","0,00"]
[9434,"REJILLA SIFON SOSCO 4.5X3.5CM","UN","TUBERIA SUBT,REJILLAS,SUMIDER.",null,"0,00 %","0,00"]
[1130,"REJILLA SIN CROMAR          GRIVAL","UN","TUBERIA SUBT,REJILLAS,SUMIDER.",null,"0,00 %","0,00"]
[104426,"REJILLA SL-100(83.5X45.5X14CM)+MARCO(100X65X14CM)","UN","INST. HIDRAUL/SANIT. Y LAMINAS",null,"0,00 %","0,00"]
[108604,"Rejilla Sum 1 Aleta Movil LHV 32\"x10\" con Damper","TN","SISTEMAS VENTILACION",null,"0,00 %","0,00"]
[108601,"Rejilla Sum 1 Aleta Movil LHV 32\"x14\" con Damper","TN","SISTEMAS VENTILACION",null,"0,00 %","0,00"]
[101068,"Rejilla sumidero (.50x.50X.15) TITAN VEHIC.","UN","REJILLAS",null,"0,00 %","0,00"]
[101183,"Rejilla sumidero (0.25X1X0.4) Peat. Maderplast **","UN","REJILLAS",null,"0,00 %","0,00"]
[101187,"Rejilla sumidero (0.25X1X0.4) Veh. Maderplast **","UN","REJILLAS",null,"0,00 %","0,00"]
[101188,"Rejilla sumidero (0.25X1X0.4) Veh.P. Maderplast **","UN","REJILLAS",null,"0,00 %","0,00"]
[101189,"Rejilla sumidero (0.29X1X0.4) Veh. Maderplast **","UN","REJILLAS",null,"0,00 %","0,00"]
[101190,"Rejilla sumidero (0.29X1X0.4) Veh.P. Maderplast **","UN","REJILLAS",null,"0,00 %","0,00"]
[101185,"Rejilla sumidero (0.40X1X0.4) Peat. Maderplast **","UN","REJILLAS",null,"0,00 %","0,00"]
[101191,"Rejilla sumidero (0.40X1X0.4) Veh. Maderplast **","UN","REJILLAS",null,"0,00 %","0,00"]
[101192,"Rejilla sumidero (0.40X1X0.4) Veh.P. Maderplast **","UN","REJILLAS",null,"0,00 %","0,00"]
[101186,"Rejilla sumidero (0.46X1X0.4) Peat. Maderplast **","UN","REJILLAS",null,"0,00 %","0,00"]
[101193,"Rejilla sumidero (0.46X1X0.4) Veh. Maderplast **","UN","REJILLAS",null,"0,00 %","0,00"]
[101194,"Rejilla sumidero (0.46X1X0.4) Veh.P. Maderplast **","UN","REJILLAS",null,"0,00 %","0,00"]
[101158,"Rejilla sumidero (33*25*6) PEAT. FIBRIT **","UN","REJILLAS",null,"0,00 %","0,00"]
[101159,"Rejilla sumidero (33*25*8) VEH. FIBRIT **","UN","REJILLAS",null,"0,00 %","0,00"]
[101153,"Rejilla sumidero (33*46*10) VEH.P FIBRIT **","UN","REJILLAS",null,"0,00 %","0,00"]
[101151,"Rejilla sumidero (40*40*6) PEAT. FIBRIT **","UN","REJILLAS",null,"0,00 %","0,00"]
[101156,"Rejilla sumidero (40*40*6) PEATONAL","UN","REJILLAS","860061089 - IDRD - PROYECCIÓN","19,00 %","$ 32.810,00","2023-03-24"]
[101154,"Rejilla sumidero (40*40*6) PEATONAL.","UN","REJILLAS",null,"0,00 %","0,00"]
[104923,"Rejilla sumidero (40X40X10) VEIH. CARCAMO T-B","UN","PREFABRICADOS","860061089 - IDRD - PROYECCIÓN","19,00 %","$ 70.293,00","2022-01-31"]
[101155,"Rejilla sumidero (46*40*10) PEAT. 4000psi **","UN","REJILLAS",null,"0,00 %","0,00"]
[101147,"Rejilla sumidero (46X33X10) Peaton carcamT-1(Obra)","UN","REJILLAS","8956232 - IDRD - MEDIA ARMONICA COTIZACIONES","19,00 %","$ 73.575,00","2023-03-22"]
[101148,"Rejilla sumidero (46X33X10) VEH.LIVIANO- CARC.T-1","UN","REJILLAS",null,"0,00 %","0,00"]
[105587,"Rejilla Sumidero 30x40x6 TraficoPeatonal (3.500PSI)","UN","TUBERIA SUBT,REJILLAS,SUMIDER.","860061089 - IDRD - PROYECCIÓN","19,00 %","$ 33.461,00","2023-03-28"]
[102403,"REJILLA SUMIDERO Continuo 25cm","UN","REJILLAS",null,"0,00 %","0,00"]
[3913,"REJILLA SUMIDERO Continuo 25cm (peatonal)","UN","REJILLAS",null,"0,00 %","0,00"]
[1137,"REJILLA SUMIDERO Continuo 46cm","UN","REJILLAS","8956232 - IDRD - MEDIA ARMONICA COTIZACIONES","19,00 %","$ 116.026,00","2022-05-09"]
[3914,"REJILLA SUMIDERO Continuo 85cm","UN","REJILLAS",null,"0,00 %","0,00"]
[102404,"REJILLA SUMIDERO Continuo 85cm","UN","REJILLAS",null,"0,00 %","0,00"]
[100634,"Rejilla sumidero lateral EAAB 14*83*L=45 **","UN","REJILLAS",null,"0,00 %","0,00"]
[100635,"Rejilla sumidero lateral EAAB 14*83*L=45 nueva **","UN","REJILLAS",null,"0,00 %","0,00"]
[100951,"Rejilla sumidero Peatonal Continuo 33x46x10**","UN","REJILLAS","860061089 - IDRD - PROYECCIÓN","19,00 %","$ 31.685,89","2022-01-24"]
[100637,"Rejilla sumidero transvers EAAB 14*50*L=50  Vehicu","UN","REJILLAS",null,"0,00 %","0,00"]
[1138,"REJILLA SUMIDERO VIAL 68x33x10 (fundicion)","UN","TUBERIA SUBT,REJILLAS,SUMIDER.",null,"0,00 %","0,00"]
[101157,"Rejilla sumidero(29*40*4)PEAT4000psi(DESCONTINUADA","UN","REJILLAS",null,"0,00 %","0,00"]
[102198,"REJILLA SUMIN LINEAL CONTINUO (14\"x6\")CEFE COMETAS","UN","SISTEMAS VENTILACION","77777777777 - CONTRATO CONSULTORIA CEFE COMETAS","19,00 %","$ 50.000,00","2019-07-12"]
[102201,"REJILLA SUMIN LINEAL CONTINUO (20\"x4\")CEFE COMETAS","UN","SISTEMAS VENTILACION","77777777777 - CONTRATO CONSULTORIA CEFE COMETAS","19,00 %","$ 55.000,00","2019-07-12"]
[102202,"REJILLA SUMIN LINEAL CONTINUO (22\"x6\")CEFE COMETAS","UN","SISTEMAS VENTILACION","77777777777 - CONTRATO CONSULTORIA CEFE COMETAS","19,00 %","$ 90.500,00","2019-07-12"]
[102204,"REJILLA SUMIN LINEAL CONTINUO (26\"x6\")CEFE COMETAS","UN","SISTEMAS VENTILACION","77777777777 - CONTRATO CONSULTORIA CEFE COMETAS","19,00 %","$ 100.600,01","2019-07-12"]
[102205,"REJILLA SUMIN LINEAL CONTINUO (28\"x6\")CEFE COMETAS","UN","SISTEMAS VENTILACION","77777777777 - CONTRATO CONSULTORIA CEFE COMETAS","19,00 %","$ 119.000,00","2019-07-12"]
[102195,"REJILLA SUMIN LINEAL CONTINUO (30\"x6\")CEFE COMETAS","UN","SISTEMAS VENTILACION","77777777777 - CONTRATO CONSULTORIA CEFE COMETAS","19,00 %","$ 119.000,00","2019-07-12"]
[102196,"REJILLA SUMIN LINEAL CONTINUO (34\"x6\")CEFE COMETAS","UN","SISTEMAS VENTILACION","77777777777 - CONTRATO CONSULTORIA CEFE COMETAS","19,00 %","$ 137.900,00","2019-07-12"]
[102203,"REJILLA SUMIN LINEAL CONTINUO (36\"x6\")CEFE COMETAS","UN","SISTEMAS VENTILACION","77777777777 - CONTRATO CONSULTORIA CEFE COMETAS","19,00 %","$ 147.899,99","2019-07-12"]
[102213,"REJILLA SUMIN LINEAL CONTINUO (38\"x4\")CEFE COMETAS","UN","SISTEMAS VENTILACION","77777777777 - CONTRATO CONSULTORIA CEFE COMETAS","19,00 %","$ 118.000,00","2019-07-12"]
[102186,"REJILLA SUMIN LINEAL CONTINUO (38\"x6\")SIN MARCO SIN DAMPER CEFE COMETAS","UN","SISTEMAS VENTILACION","77777777777 - CONTRATO CONSULTORIA CEFE COMETAS","19,00 %","$ 161.000,00","2019-07-12"]
[102197,"REJILLA SUMIN LINEAL CONTINUO (58\"x4\") SIN MARCO SIN DAMPER CEFE COMETAS","UN","SISTEMAS VENTILACION","77777777777 - CONTRATO CONSULTORIA CEFE COMETAS","19,00 %","$ 181.000,00","2019-07-12"]
[102199,"REJILLA SUMIN LINEAL CONTINUO (72\"x4\")CEFE COMETAS","UN","SISTEMAS VENTILACION","77777777777 - CONTRATO CONSULTORIA CEFE COMETAS","19,00 %","$ 235.000,00","2019-07-12"]
[102200,"REJILLA SUMIN LINEAL CONTINUO (72\"x6\")SIN MARCO CON DAMPER CEFE COMETAS","UN","SISTEMAS VENTILACION","77777777777 - CONTRATO CONSULTORIA CEFE COMETAS","19,00 %","$ 250.000,00","2019-07-12"]
[102194,"REJILLA SUMIN LINEAL SIS CONTINUO (50\"x4\") SIN MARCO CON DAMPER CEFE COMETAS","UN","SISTEMAS VENTILACION","77777777777 - CONTRATO CONSULTORIA CEFE COMETAS","19,00 %","$ 149.795,00","2019-07-12"]
[108636,"REJILLA SUMINISTRO ALETA FIJA MODELO L-RA 24\"X6\"","UN","SISTEMAS VENTILACION","47874222222 - CONTRATO CONSULTORIA CDRC 1","19,00 %","$ 148.550,00","2019-07-05"]
[108639,"REJILLA SUMINISTRO DOBLE HILERA MODELO L-VH 8\"X6\"","UN","SISTEMAS VENTILACION",null,"0,00 %","0,00"]
[108638,"REJILLA SUMINISTRO DOBLE HILERA MODELO L-VH12\"X12\"","UN","SISTEMAS VENTILACION",null,"0,00 %","0,00"]
[102191,"REJILLA SUMINISTRO LINEAL SISTEMA CONTINUO, DECORACION SIN MARCO Y CON DAMPER (48x6\")CEFE COMETAS","UN","SISTEMAS VENTILACION","77777777777 - CONTRATO CONSULTORIA CEFE COMETAS","19,00 %","$ 235.000,00","2019-10-01"]
[12681,"REJILLA SUMINISTROS MOD LHV OB 50\"X8\"","UN","PISCINAS","666665454444 - IDRD - MENOR PRECIO DE COTIZACIONES","19,00 %","$ 213.546,00","2020-09-21"]
[108408,"REJILLA SUMINSTRO 1 ALETA MOVIL 835X225 MM + DAMPE","UN","SISTEMAS VENTILACION",null,"0,00 %","0,00"]
[108407,"REJILLA SUMINSTRO 1 ALETA MOVIL 835X325 MM + DAMPE","UN","SISTEMAS VENTILACION",null,"0,00 %","0,00"]
[108700,"Rejilla T.A.E.(Toma de Aire Exterior),tipo louver,","UN","SISTEMAS VENTILACION",null,"0,00 %","0,00"]
[108624,"Rejilla Tip Persiana Malla Mosquitera Plast 20x26\"","UN","SISTEMAS VENTILACION",null,"0,00 %","0,00"]
[108625,"Rejilla Tip Persiana Malla Mosquitera Plast 44x34\"","UN","SISTEMAS VENTILACION",null,"0,00 %","0,00"]
[623,"REJILLA TIPO \"A 30x30\"","UN","REJILLAS",null,"0,00 %","0,00"]
[653,"REJILLA TIPO \"A 50x50\"","UN","REJILLAS",null,"0,00 %","0,00"]
[628,"REJILLA TIPO \"S 30x100\"","UN","REJILLAS",null,"0,00 %","0,00"]
[599,"REJILLA TIPO \"T 30x100\"","UN","REJILLAS",null,"0,00 %","0,00"]
[630,"REJILLA TIPO \"T 30x50\"","UN","REJILLAS",null,"0,00 %","0,00"]
[108389,"REJILLA TIPO PERSIANA CON MALLA MOSQ PLAST 26\"X12\"","UN","SISTEMAS VENTILACION","860061089 - IDRD - PROYECCIÓN","19,00 %","$ 220.605,00","2022-06-07"]
[108390,"REJILLA TIPO PERSIANA CON MALLA MOSQ PLAST 30\"X24\"","UN","SISTEMAS VENTILACION",null,"0,00 %","0,00"]
[104231,"Rejilla tipo Sifón en aluminio 20x20 sosco 6\"","UN","INST. HIDRAUL/SANIT. Y LAMINAS",null,"0,00 %","0,00"]
[389,"REJILLA TRADICIONAL PLASTICO 3\"x2\" PLASTICO","UN","REJILLAS",null,"0,00 %","0,00"]
[370,"REJILLA VENT. TRADICIONAL 3\" Al. 15x15","UN","REJILLAS",null,"0,00 %","0,00"]
[9442,"REJILLA VENTILACION DE GAS PLAST 20x20cm  Cte","UN","TUBERIA SUBT,REJILLAS,SUMIDER.",null,"0,00 %","0,00"]
[2363,"REJILLA VENTILACION PLAST 15x15cm.","UN","TUBERIA SUBT,REJILLAS,SUMIDER.",null,"0,00 %","0,00"]
[2366,"REJILLA VENTILACION PLAST 20x20cm","UN","TUBERIA SUBT,REJILLAS,SUMIDER.","860061089 - IDRD - PROYECCIÓN","19,00 %","$ 5.809,00","2022-02-04"]
[105274,"RejillaPref.(4.000)(Tr.Veh.Liv)H=9cm;A=31cm;L=50CM","UN","CONCRETOS",null,"0,00 %","0,00"]
[102136,"RejillaRetor.AletaFijaDamperAletasOpuestas(24x14\")","UN","SISTEMAS VENTILACION","77777777777 - CONTRATO CONSULTORIA CEFE COMETAS","19,00 %","$ 198.730,00","2019-07-08"]
[102135,"RejillaRetor.AletaFijaDamperAletasOpuestas(38x6\")","UN","SISTEMAS VENTILACION","77777777777 - CONTRATO CONSULTORIA CEFE COMETAS","19,00 %","$ 171.360,00","2019-07-08"]
[102134,"RejillaRetor.AletaFijaDamperAletasOpuestas(42x6\")","UN","SISTEMAS VENTILACION","77777777777 - CONTRATO CONSULTORIA CEFE COMETAS","19,00 %","$ 188.020,00","2019-07-08"]
[102137,"RejillaRetor.AletaFijaDamperAletasOpuestas(8x6\")","UN","SISTEMAS VENTILACION","77777777777 - CONTRATO CONSULTORIA CEFE COMETAS","19,00 %","$ 45.220,00","2019-07-08"]
[12474,"REJILLAS DE RETORNO DE AIRE RRA-02 (38\"x6\") Suministro","UN","SISTEMAS VENTILACION","77777777777 - CONTRATO CONSULTORIA CEFE COMETAS","19,00 %","$ 101.999,99","2019-10-08"]
[12487,"REJILLAS DE RETORNO DE AIRE RRA-03 (44\"x6\")  SUM+INST - CRDC-COMETAS","UN","EQUIPOS DE AIRE","77777777777 - CONTRATO CONSULTORIA CEFE COMETAS","19,00 %","$ 126.500,00","2019-10-03"]
[12453,"REJILLAS DE RETORNO DE AIRE RRA-05 (24\"x14\") Suministro   ","UN","SISTEMAS VENTILACION","77777777777 - CONTRATO CONSULTORIA CEFE COMETAS","19,00 %","$ 136.250,24","2019-09-24"]
[12672,"Rejillas en acero inoxidable calidad 304 ","ML","METALICOS","666665454444 - IDRD - MENOR PRECIO DE COTIZACIONES","19,00 %","$ 423.718,00","2020-09-11"]
[107771,"REJILLAS Y BANDEJAS PARA CARCAMOS","UN","EQUIPOS PARA COCINA",null,"0,00 %","0,00"]
[108596,"RejillasExtracTipoAletaFijaConDamper4\"X4\"S/Especif","UN","SISTEMAS VENTILACION",null,"0,00 %","0,00"]
[108599,"RejillasExtracTipoAletaFijaConDamper6\"X12\"S/Especi","UN","SISTEMAS VENTILACION",null,"0,00 %","0,00"]
[108603,"RejillasExtracTipoAletaFijaConDamper6\"X16\"S/Especi","UN","SISTEMAS VENTILACION",null,"0,00 %","0,00"]
[102153,"RELE 1 POLO, 24-277 VAC, 20 A CDRC Cometas","UN","MISCELANEA","77777777777 - CONTRATO CONSULTORIA CEFE COMETAS","19,00 %","$ 144.188,00","2019-07-09"]
[101681,"RELE 100015968 MULTIRRANGO 3RP1525-1AP30","UN","EQUIPOS ESPECIALES",null,"0,00 %","0,00"]
[104255,"RELE DE SOBRECARGA TERMICA 24-32A","UN","MISCELANEA","6555555555 - IDRD - MENOR VALOR   DE COTIZACIONES","19,00 %","$ 154.200,00","2019-07-04"]
[107417,"RELÉ DPDT BOBINA 12 VDC","UN","SISTEMAS VENTILACION",null,"0,00 %","0,00"]
[12640,"Rele latching  GM 1-polo 24-277 vac  20A ","UN","INST. ELECTRICAS","666665454444 - IDRD - MENOR PRECIO DE COTIZACIONES","19,00 %","$ 189.805,00","2020-07-14"]
[12639,"Rele Latching GM 1-polo 0-10 vdc 24-277 vac ","UN","INST. ELECTRICAS","666665454444 - IDRD - MENOR PRECIO DE COTIZACIONES","19,00 %","$ 662.235,00","2020-07-14"]
[105944,"RELEVO ENCENDIDO AUTOMATICO MOTOBOM","UN","EQUIPOS ESPECIALES",null,"0,00 %","0,00"]
[10731,"RELLENO EN BASE GRANULAR RECICLADA","M3","AGREGADOS","555555555555 - IDRD - MEDIANA DE COTIZACIONES","19,00 %","$ 69.615,00","2022-07-11"]
[3615,"RELLENO FLUIDO  B.ANDEN 15","M3","MORTEROS",null,"0,00 %","0,00"]
[3616,"RELLENO FLUIDO  B.PAV 30","M3","MORTEROS",null,"0,00 %","0,00"]
[3617,"RELLENO FLUIDO  B.PAV 6030","M3","MORTEROS",null,"0,00 %","0,00"]
[3614,"RELLENO FLUIDO  ZANJA 10","M3","MORTEROS",null,"0,00 %","0,00"]
[3613,"RELLENO FLUIDO  ZANJA 7","M3","MORTEROS",null,"0,00 %","0,00"]
[3194,"RELLENO FLUIDO 30  BASE PAVIMENTO","M3","AGREGADOS CONCRETOS Y MORTEROS",null,"0,00 %","0,00"]
[103902,"Relleno Fluido de 10 Kg/Cm2","M3","ADITIVOS. MORTEROS",null,"0,00 %","0,00"]
[106507,"REMACHADORA 10\"","UN","HERRAMIENTA","860061089 - IDRD - PROYECCIÓN","19,00 %","$ 24.187,00","2022-01-31"]
[102931,"REMACHE 3/16  X 1\"  caja x 250 un","UN","FERRETERIA","860061089 - IDRD - PROYECCIÓN","19,00 %","$ 131,00","2023-03-16"]
[105851,"REMACHE DE 1/8\"X3/4\"","UN","FERRETERIA","555555555555 - IDRD - MEDIANA DE COTIZACIONES","19,00 %","$ 71,00","2023-03-22"]
[102799,"REMACHE PARA SEÑAL","UN","FERRETERIA","860061089 - IDRD - PROYECCIÓN","19,00 %","$ 49,00","2023-03-16"]
[106508,"REMACHE POP 3/16 X 1/2\" (BOLSA X 100)","UN","FERRETERIA","860061089 - IDRD - PROYECCIÓN","19,00 %","$ 8.838,00","2022-01-30"]
[102805,"REMACHE POP 4-2 1/8X1/4 100UN","PAQUE","FERRETERIA","860061089 - IDRD - PROYECCIÓN","19,00 %","$ 6.443,01","2022-01-30"]
[102806,"REMACHE POP 4-3 1/8X5/16 100UN","PAQUE","FERRETERIA","860061089 - IDRD - PROYECCIÓN","19,00 %","$ 5.809,00","2022-01-30"]
[102807,"REMACHE POP 4-4 1/8X3/8 100UN","PAQUE","FERRETERIA","860061089 - IDRD - PROYECCIÓN","19,00 %","$ 5.809,00","2022-01-30"]
[106509,"REMACHE POP 5/32 X 5/8 (BOLSA X 100)","UN","FERRETERIA","860061089 - IDRD - PROYECCIÓN","19,00 %","$ 7.393,01","2022-01-30"]
[106510,"REMACHE POP 5/32\" X 3/4 \" (BOLSA X 100)","UN","FERRETERIA",null,"0,00 %","0,00"]
[102809,"REMACHE POP 5-4 5/32X3/8 100UN","PAQUE","FERRETERIA","860061089 - IDRD - PROYECCIÓN","19,00 %","$ 8.344,01","2022-01-30"]
[105284,"Remarcacion de identificación de. estadio el campi","UN","EQUIPOS ESPECIALES",null,"0,00 %","0,00"]
[101449,"Remate Lateral Contra Muro 0.25m Aluzinc","ML","CUBIERTAS",null,"0,00 %","0,00"]
[108026,"Remate Perimetralde PlafonesMaderaAglomerada0.12m","ML","CIELO RASOS",null,"0,00 %","0,00"]
[100638,"Remate rampa A-105(H=27.5cm;A=0.40m;L=0.80m)","UN","PREFABRICADOS CONCRETO","860061089 - IDRD - PROYECCIÓN","0,00 %","$ 39.738,00","2022-01-31"]
[103832,"REMATE SIMPLE Cielo raso PVC  L=2.70 mts (10 mm)","UN","MISCELANEA","555555555555 - IDRD - MEDIANA DE COTIZACIONES","19,00 %","$ 7.714,00","2019-09-04"]
[101450,"Remate SuperiorTeja CumbreraDos Aguas Aluzinc","ML","CUBIERTAS","860061089 - IDRD - PROYECCIÓN","19,00 %","$ 67.203,00","2023-03-29"]
[100996,"Remates para Cubierta Deck 333C (Sum+Inst)","ML","PREFABRICADOS CONCRETO","860061089 - IDRD - PROYECCIÓN","19,00 %","$ 95.715,00","2023-03-29"]
[107856,"REMO CON APOYO ISOLATERAL ( Diverging","UN","MOBILIARIO URBANO Y SEÑALIZAC.",null,"0,00 %","0,00"]
[12548,"REMO CON APOYO ISOLATERAL (signature Row/Rear Delt) SS-RW - Fuerza","UN","DOTACION GIMNASIOS CEFE EQUIPOS PARA FUERZA","125457845 - FITNESS MARKET","19,00 %","$ 27.029.514,00","2019-10-23"]
[108759,"REMONTA ESTABILIZADA","M3","PRELIMINARES",null,"0,00 %","0,00"]
[1062,"REMOVEDOR  No.1020 PINTUCO","GLN","PINTURAS",null,"0,00 %","0,00"]
[1841,"REMOVEDOR ICO","GLN","PINTURAS",null,"0,00 %","0,00"]
[102824,"REMOVEDOR PARA TUBERIA PVC (12 ONZ)","UN","MISCELANEA","860061089 - IDRD - PROYECCIÓN","19,00 %","$ 20.656,00","2020-01-09"]
[1063,"REMOVEDOR PHILAAC 8000","GLN","PINTURAS",null,"0,00 %","0,00"]
[103578,"REMOVEDOR PINTURA ESMALTE","1/4GL","MISCELANEA",null,"0,00 %","0,00"]
[104283,"REMOVEDOR PVC (1/8 Gal)","UN","INST. HIDRAUL/SANIT. Y LAMINAS",null,"0,00 %","0,00"]
[12629,"Reparacion de fisuras y microfisuras de la tapa del tanque del parque COMETAS. ","ML","IMPERMEABIL.,ADITIVOS,QUIMICOS","860061089 - IDRD - PROYECCIÓN","19,00 %","$ 21.401,00","2022-06-03"]
[105230,"Reparación y modernización de ascensor hidráulico","UN","ASCENSORES Y ESCALADORES",null,"0,00 %","0,00"]
[108003,"Repetidor inalámbrico de 915 MHz.","UN","APARATOS ELECTRICOS",null,"0,00 %","0,00"]
[105413,"Repique de árboles caídos y ret. ver descripcion t","UN","JARDINERIA Y GRAMAS",null,"0,00 %","0,00"]
[105414,"Repique de árboles caídos y ret. ver descripcion t","UN","JARDINERIA Y GRAMAS",null,"0,00 %","0,00"]
[105415,"Repique de árboles caídos y ret. ver descripcion t","UN","JARDINERIA Y GRAMAS",null,"0,00 %","0,00"]
[105416,"Repique de árboles caídos y ret. ver descripcion t","UN","JARDINERIA Y GRAMAS",null,"0,00 %","0,00"]
[105417,"Repique de árboles caídos y ret. ver descripcion t","UN","JARDINERIA Y GRAMAS",null,"0,00 %","0,00"]
[105418,"Repique de árboles caídos y ret. ver descripcion t","UN","JARDINERIA Y GRAMAS",null,"0,00 %","0,00"]
[105419,"Repique de árboles caídos y ret. ver descripcion t","UN","JARDINERIA Y GRAMAS",null,"0,00 %","0,00"]
[105393,"Repique de árboles caídos y retiro de los desechos","UN","JARDINERIA Y GRAMAS",null,"0,00 %","0,00"]
[105380,"Repique de árboles caídos. Ver descripción tecnica","UN","JARDINERIA Y GRAMAS",null,"0,00 %","0,00"]
[105381,"Repique de árboles caídos. Ver descripción tecnica","UN","JARDINERIA Y GRAMAS",null,"0,00 %","0,00"]
[105382,"Repique de árboles caídos. Ver descripción tecnica","UN","JARDINERIA Y GRAMAS",null,"0,00 %","0,00"]
[105383,"Repique de árboles caídos. Ver descripción tecnica","UN","JARDINERIA Y GRAMAS",null,"0,00 %","0,00"]
[105384,"Repique de árboles caídos. Ver descripción tecnica","UN","JARDINERIA Y GRAMAS",null,"0,00 %","0,00"]
[105385,"Repique de árboles caídos. Ver descripción tecnica","UN","JARDINERIA Y GRAMAS",null,"0,00 %","0,00"]
[105386,"Repique de árboles caídos. Ver descripción tecnica","UN","JARDINERIA Y GRAMAS",null,"0,00 %","0,00"]
[105387,"Repique de árboles caídos. Ver descripción tecnica","UN","JARDINERIA Y GRAMAS",null,"0,00 %","0,00"]
[105388,"Repique de árboles caídos. Ver descripción tecnica","UN","JARDINERIA Y GRAMAS",null,"0,00 %","0,00"]
[105389,"Repique de árboles caídos. Ver descripción tecnica","UN","JARDINERIA Y GRAMAS",null,"0,00 %","0,00"]
[105390,"Repique de árboles caídos. Ver descripción tecnica","UN","JARDINERIA Y GRAMAS",null,"0,00 %","0,00"]
[105391,"Repique de árboles caídos. Ver descripción tecnica","UN","JARDINERIA Y GRAMAS",null,"0,00 %","0,00"]
[105392,"Repique de árboles caídos. Ver descripción tecnica","UN","JARDINERIA Y GRAMAS",null,"0,00 %","0,00"]
[101011,"REPISA  8x4x3M  PINO","ML","MADERAS","860061089 - IDRD - PROYECCIÓN","19,00 %","$ 2.881,00","2020-01-09"]
[101281,"REPISA  8x4x3M AMARILLO","ML","MADERAS",null,"0,00 %","0,00"]
[173,"REPISA (8CMX4CM)  L=4M EN  ORDINARIO","ML","MADERAS",null,"0,00 %","0,00"]
[2667,"REPISA (8x4CM) L=.5M ORDINARIO","ML","MADERAS","860061089 - IDRD - PROYECCIÓN","19,00 %","$ 43.991,00","2022-02-10"]
[170,"REPISA (8x4CM) L=3M ORDINARIO","ML","MADERAS","860061089 - IDRD - PROYECCIÓN","19,00 %","$ 5.522,00","2023-03-28"]
[940,"REPISA (8x4CM) L=3M ORDINARIO","ML","MADERAS","860061089 - IDRD - PROYECCIÓN","19,00 %","$ 5.522,00","2023-03-24"]
[100599,"Repisa 8x.4  polipropileno bajo impacto DUROK **","ML","MADERAS",null,"0,00 %","0,00"]
[100598,"Repisa 8x.4  polipropileno mediano impacto **","ML","MADERAS","860061089 - IDRD - PROYECCIÓN","19,00 %","$ 115.381,00","2022-02-10"]
[100596,"Repisa 8x.4x.3   polipropileno alto impacto **","ML","MADERAS",null,"0,00 %","0,00"]
[108775,"Repisa a Muro M-1850","UN","CARPINTERIA METALICA",null,"0,00 %","0,00"]
[107816,"REPISA DE SOBRE MESA DOBLE","UN","EQUIPOS PARA COCINA",null,"0,00 %","0,00"]
[107814,"REPISA DE SOBRE MESA SENCILLO","UN","EQUIPOS PARA COCINA",null,"0,00 %","0,00"]
[107821,"REPISA DE SOBRE PARED","UN","EQUIPOS PARA COCINA",null,"0,00 %","0,00"]
[104534,"REPISA EN PINO TRATADO (0.05X0.10M)2\"X4\"","ML","MADERAS",null,"0,00 %","0,00"]
[108293,"repisa metalica acero inoxidable","UN","GRIFERIAS,APARATOS,ACCESORIOS",null,"0,00 %","0,00"]
[104280,"REPISA ORDINARIO (5X10CM) L=3M","ML","MADERAS",null,"0,00 %","0,00"]
[3652,"REPISA SENCILLA TIPO CONTRA PARED","UN","EQUIPOS PARA COCINA",null,"0,00 %","0,00"]
[10632,"Repolla (Echeveria Elegans)","UN","ARBOLES Y PLANTAS","860061089 - IDRD - PROYECCIÓN","19,00 %","$ 3.423,00","2023-03-29"]
[100071,"Resina epoxica secado rapido **","UN","PERFILES Y DIVISIONES",null,"0,00 %","0,00"]
[101108,"Resina Pack level","KG","PERFILES Y DIVISIONES",null,"0,00 %","0,00"]
[104177,"Resina Poliol (Componente A) de Polyurea","KG","IMPERMEABIL.,ADITIVOS,QUIMICOS","860061089 - IDRD - PROYECCIÓN","19,00 %","$ 42.906,00","2023-03-30"]
[107970,"Resistencias 47K Listadas UL EOL-47","UN","APARATOS ELECTRICOS",null,"0,00 %","0,00"]
[12889,"RESORTE 3\" X 1/4 ","ML","MISCELANEA","860061089 - IDRD - PROYECCIÓN","19,00 %","$ 84.496,00","2022-01-24"]
[104016,"RESORTE ACERO DE 3\"","UN","MISCELANEA",null,"0,00 %","0,00"]
[105910,"Resorte grif. push presmatic (orinal,lavamanos)","UN","MISCELANEA","860536345-7 - ACCESORIOS Y ACABADOS LTDA.","19,00 %","$ 1.739,99","2019-12-02"]
[3799,"RESPIRADOR CONTRA POLVO  ARSEG","UN","EQUIPO DE SEGURIDAD INDUSTRIAL",null,"0,00 %","0,00"]
[101160,"Restauración mueble recepción IDRD","GL","IMPERMEABIL.,ADITIVOS,QUIMICOS",null,"0,00 %","0,00"]
[102060,"RESTRICTOR C900 4\" BELLSERIE 1200 - TUBO PVC x ACC","UN","ACCESORIOS HIDROSANITARIOS","77777777777 - CONTRATO CONSULTORIA CEFE COMETAS","19,00 %","$ 298.176,00","2019-07-05"]
[101315,"RESTRICTOR DE MOVIMIENTO HD (C-900)Ø4\"-Sist.Plast.","UN","ACCESORIOS HIDROSANITARIOS","66665555555 - IDRD - MEDIA ARITMETICA DE COTIZACIONES","19,00 %","$ 176.996,99","2019-04-01"]
[12610,"RESTRICTOR EN HIERRO DÜCTIL PARA PVC C 900 4\"","UN","RED CONTRA INCENDIO","8956232 - IDRD - MEDIA ARMONICA COTIZACIONES","19,00 %","$ 296.895,00","2020-05-13"]
[102061,"RESTRICTOR HD SERIE 4000 - TUBO PVC x ACC HD 4\"","UN","ACCESORIOS HIDROSANITARIOS","77777777777 - CONTRATO CONSULTORIA CEFE COMETAS","19,00 %","$ 248.017,00","2019-07-05"]
[12630,"Resurfacer - Aplicacion para sellar e impermeabilizar la superficie de tanque - COMETAS","ML","IMPERMEABIL.,ADITIVOS,QUIMICOS","860061089 - IDRD - PROYECCIÓN","19,00 %","$ 54.425,99","2022-06-03"]
[102721,"RETAL PIEDRA MUÑECA","M2","ENCHAPES,PISOS,ALFOMBRAS,PAPEL",null,"0,00 %","0,00"]
[1766,"RETARDADOR PHILAAC 8025","GLN","PINTURAS",null,"0,00 %","0,00"]
[2849,"RETARDADOR SIKA TARD-E - 230.0 KLG","KG","IMPERMEABIL.,ADITIVOS,QUIMICOS",null,"0,00 %","0,00"]
[108670,"RETENDOR MAGNETICO DE INCENDIO","UN","MISCELANEA",null,"0,00 %","0,00"]
[108731,"RETENEDOR DE PUERTA DE ACCESO","UN","MISCELANEA",null,"0,00 %","0,00"]
[3709,"RETENIDA PARA MEDIA TENSION","UN","CAJAS, ARMARIOS, TABLEROS",null,"0,00 %","0,00"]
[3744,"RETENIDA TERM. POSTE VART","UN","CAJAS, ARMARIOS, TABLEROS",null,"0,00 %","0,00"]
[101295,"RETIE PARQUE ZONAL CORDOBA","UN","INST. ELECTRICAS","6555555555 - IDRD - MENOR VALOR   DE COTIZACIONES","19,00 %","$ 1.868.300,00","2019-03-29"]
[101138,"RETIE_ParqueCiudadelaCafam2_PredioGavilanes","UN","INST. ELECTRICAS","555555555555 - IDRD - MEDIANA DE COTIZACIONES","19,00 %","$ 5.712.000,00","2019-03-12"]
[101299,"RETILAP PARQUE ZONAL CORDOBA","UN","INST. ELECTRICAS","6555555555 - IDRD - MENOR VALOR   DE COTIZACIONES","19,00 %","$ 2.356.200,00","2019-03-29"]
[101139,"RETILAP_ParqueCiudadelaCafam2_PredioGavilanes","UN","INST. ELECTRICAS","555555555555 - IDRD - MEDIANA DE COTIZACIONES","19,00 %","$ 7.378.000,00","2019-03-12"]
[10746,"Retiro de conductor aéreo BT Desnudo o Pré-Reunido o conductores de telecomunicaciones","GLN","APARATOS ELECTRICOS","830.037248-0 - CODENSA E.S.P.","19,00 %","$ 30.998.320,00","2022-08-18"]
[3646,"RETIRO DE ESCOMBROS CON RETRO","M3","AGREGADOS CONCRETOS Y MORTEROS",null,"0,00 %","0,00"]
[103069,"RETIRO DE MASILLA PILIURETANO, LIM JUNTA, LLENAD J","ML","MISCELANEA",null,"0,00 %","0,00"]
[13337,"RETIRO ESTRUCTURA METÁLICA CUBIERTA - SOLO USAR EN UDS","KG","ACTIVIDADES ESPECIALES","8956232 - IDRD - MEDIA ARMONICA COTIZACIONES","19,00 %","$ 1.487,00","2023-03-24"]
[103724,"RETIRO TAPAS SEMIESFERICAS","UN","MISCELANEA",null,"0,00 %","0,00"]
[105305,"Retorqueado, resoldado y remarcado de conecto. Est","UN","EQUIPOS ESPECIALES",null,"0,00 %","0,00"]
[101268,"RETROEXCAVADORA   CAT 420-2006 (Oper+Comb)","HR","EQUIPOS DE EXCAVACION",null,"0,00 %","0,00"]
[103493,"Retroexcavadora (200m3/Dia)","DD","EQUIPO ALQUILER Y MAQUINARIA","860061099 - MEDIA ARMONICA","19,00 %","$ 1.159.490,01","2023-03-23"]
[105784,"Retroexcavadora (350-450M3/dia) Hasta(15)días.","DD","MISCELANEA",null,"0,00 %","0,00"]
[105785,"Retroexcavadora (350-450M3/dia) Hasta(30)días.","DD","EQUIPO ALQUILER Y MAQUINARIA","8956232 - IDRD - MEDIA ARMONICA COTIZACIONES","19,00 %","$ 834.730,00","2019-03-13"]
[104328,"RETROEXCAVADORA 320(ORUGA)OPER+COMB","HR","MISCELANEA",null,"0,00 %","0,00"]
[100816,"RETROEXCAVADORA 331 de Oruga Inc. Oper+comb.","HR","EQUIPOS DE EXCAVACION",null,"0,00 %","0,00"]
[101785,"RETROEXCAVADORA JHON DEERE 610B (Oper+Comb)**.","HR","EQUIPOS DE EXCAVACION","860.001.498-9 - CONSTRUDATA","19,00 %","$ 145.886,00","2023-03-22"]
[104249,"RETROEXCAVADORA PC-40 (ORUGA) Inc. Oper+Comb","HR","MISCELANEA",null,"0,00 %","0,00"]
[104219,"RETROEXCAVADORA SOBRE ORUGAS TIPO 235","HR","EQUIPO ALQUILER Y MAQUINARIA","666665454444 - IDRD - MENOR PRECIO DE COTIZACIONES","19,00 %","$ 214.200,00","2019-03-13"]
[2649,"REVELADOR AUTOMATICO","GL","INSTALACIONES HOSPITALARIAS",null,"0,00 %","0,00"]
[105312,"Revisión de detectores, estaciones manuales, Estad","UN","EQUIPOS ESPECIALES",null,"0,00 %","0,00"]
[2470,"REVISION ENERGIA E-4","UN","TARIFAS Y SERVICIOS",null,"0,00 %","0,00"]
[2471,"REVISION ENERGIA E-5","UN","TARIFAS Y SERVICIOS",null,"0,00 %","0,00"]
[2498,"REVISION ENERGIA E-6","UN","TARIFAS Y SERVICIOS",null,"0,00 %","0,00"]
[2469,"REVISION ENERGIA TRIFASICA","UN","TARIFAS Y SERVICIOS",null,"0,00 %","0,00"]
[2541,"REVISION INICIAL DE LA CONEXION","UN","TARIFAS Y SERVICIOS",null,"0,00 %","0,00"]
[12754,"Revision, Inspeccion e instalación de Control de iluminación a cabina central - Estadio El Campin","UN","LAMPARAS","9011109788 - C&G CARANDINI - SPECTRUM Ingeniería e Iluminación","19,00 %","$ 9.845.785,99","2021-02-06"]
[105293,"Revisión, limpieza física y virtual de servidor CCTV Campín","UN","EQUIPOS ESPECIALES",null,"0,00 %","0,00"]
[105306,"Revisión, limpieza física y virtual de servidor sonido Estadio el Campin","UN","EQUIPOS ESPECIALES",null,"0,00 %","0,00"]
[104593,"Riel aluminio embutido para mueble madera - vidrio","ML","MUEBLES Y CLOSETS",null,"0,00 %","0,00"]
[108696,"Riel chanel perforado 1-5/8’’ x 13/16’’ (3m)","UN","SISTEMAS VENTILACION",null,"0,00 %","0,00"]
[102973,"Riel corredera cal. 18 (L=2m) **","UN","ACEROS,HIERROS/MALLAS,CERCHAS",null,"0,00 %","0,00"]
[12887,"RIEL CORTINA XMT C16","ML","MISCELANEA","860061089 - IDRD - PROYECCIÓN","19,00 %","$ 20.020,00","2022-02-09"]
[101752,"Riel de aluminio 100-277 V  CRDC - COMETAS","UN","LAMPARAS","77777777777 - CONTRATO CONSULTORIA CEFE COMETAS","19,00 %","$ 63.689,00","2019-04-09"]
[104256,"RIEL OMEGA 2m","UN","MISCELANEA","6555555555 - IDRD - MENOR VALOR   DE COTIZACIONES","19,00 %","$ 35.200,00","2019-07-04"]
[102521,"RIEL PARA AUTOMATICOS","UN","MISCELANEA",null,"0,00 %","0,00"]
[104515,"Ring para Boxeo (reglamentario) Sum + inst","GL","MISCELANEA",null,"0,00 %","0,00"]
[104345,"Ripio de Llanta en forma de paja negra","KG","Pisos",null,"0,00 %","0,00"]
[108540,"Roble Australiano/Grevillea Robusta","UN","JARDINERIA Y GRAMAS",null,"0,00 %","0,00"]
[107733,"ROBOT ULTRAMAX-G (RobotCarroAspiradoraPiscinas50M","UN","PISCINAS",null,"0,00 %","0,00"]
[1323,"ROCETA DE  PORCELANA","UN","GRIFERIAS,APARATOS,ACCESORIOS",null,"0,00 %","0,00"]
[107227,"ROCIADOR  TIPO PENDENT K=11,2  - QR CROMADO","UN","RED CONTRA INCENDIO",null,"0,00 %","0,00"]
[107228,"ROCIADOR  TIPO UPRIGHT K=11,2  - QR CROMADO","UN","RED CONTRA INCENDIO",null,"0,00 %","0,00"]
[104741,"ROCIADOR AUTOMATIC.68ºC;5.6K;RR;HORIZONTAL;SIN ESC","UN","APARATOS ELECTRICOS",null,"0,00 %","0,00"]
[108846,"ROCIADOR ESFR K=14","UN","MISCELANEA",null,"0,00 %","0,00"]
[109017,"ROCIADOR ESFR K=22.5","UN","INST. HIDRAUL/SANIT. Y LAMINAS",null,"0,00 %","0,00"]
[106246,"ROCIADOR TIPO PENDENT QR K=5.6 R. RÁPIDA CROMADO","UN","RED CONTRA INCENDIO","8956232 - IDRD - MEDIA ARMONICA COTIZACIONES","19,00 %","$ 21.870,00","2019-04-01"]
[106247,"ROCIADOR TIPO UP RIGHT K=5.6 R. RÁPIDA CROMADO","UN","RED CONTRA INCENDIO","8956232 - IDRD - MEDIA ARMONICA COTIZACIONES","19,00 %","$ 21.714,00","2019-04-01"]
[10363,"Rocio, escarcha jade florida (Aptenia cordifolia)","UN","ARBOLES Y PLANTAS","860061089 - IDRD - PROYECCIÓN","19,00 %","$ 3.423,00","2023-03-29"]
[100677,"ROCKTOP GRIS (30 Kg)","KG","ADITIVOS Y QUIMICOS",null,"0,00 %","0,00"]
[699,"ROCKTOP ROJO (30 Kg)","KG","ADITIVOS Y QUIMICOS","860061089 - IDRD - PROYECCIÓN","19,00 %","$ 3.329,00","2023-03-29"]
[102971,"Rodachines corredera ROG-800 **","PAR","ACEROS,HIERROS/MALLAS,CERCHAS",null,"0,00 %","0,00"]
[102970,"Rodachines en V 2\"","PAR","ACEROS,HIERROS/MALLAS,CERCHAS",null,"0,00 %","0,00"]
[102490,"Rodadero corto acero (Suministro)L=2.40m","UN","MOBILIARIO PARQUES","860061089 - IDRD - PROYECCIÓN","19,00 %","$ 1.236.250,00","2023-03-29"]
[100436,"Rodadero corto acero columpio (Sumin+Instalación)*","UN","MOBILIARIO PARQUES",null,"0,00 %","0,00"]
[103727,"RODADERO LARGO  EN ACERO L= 4 mts SUMINISTRO","UN","MOBILIARIO URBANO Y SEÑALIZAC.","860061089 - IDRD - PROYECCIÓN","19,00 %","$ 2.212.236,00","2023-03-29"]
[100435,"Rodadero largo acero columpio (Sumin e instalac)**","UN","MOBILIARIO PARQUES",null,"0,00 %","0,00"]
[3312,"RODADURA  1150 (No la Producen)","M3","PAVIMENTOS",null,"0,00 %","0,00"]
[978,"RODADURA  ESPESOR 2.5 Cm  MDC2 COMPACTO","M2","PAVIMENTOS",null,"0,00 %","0,00"]
[979,"RODADURA  ESPESOR 3.0 Cm  MDC2 COMPACTO","M2","PAVIMENTOS",null,"0,00 %","0,00"]
[974,"RODADURA ASFALTICA  COMPACTA  MDC2","M3","PAVIMENTOS","555555555555 - IDRD - MEDIANA DE COTIZACIONES","19,00 %","$ 600.000,00","2019-03-05"]
[975,"RODADURA ASFALTICA  SUELTO PLANTA  MDC2","M3","PAVIMENTOS","860061089 - IDRD - PROYECCIÓN","19,00 %","$ 685.236,00","2023-03-28"]
[13294,"RODADURA ASFÁLTICA MDC 19 E: 0.13 cm","UN","PAVIMENTOS","6555555555 - IDRD - MENOR VALOR   DE COTIZACIONES","19,00 %","$ 146.018,00","2022-10-27"]
[101258,"RODADURA ASFALTICA MDC-3(SUELTA-En Planta)","M3","PAVIMENTOS","860061089 - IDRD - PROYECCIÓN","19,00 %","$ 505.192,00","2022-01-30"]
[3313,"Rodadura asfaltica tipo  IDRD Suelta (Planta).","M3","PAVIMENTOS","860061089 - IDRD - PROYECCIÓN","19,00 %","$ 726.465,00","2023-03-24"]
[980,"RODADURA B1350 ESPESOR 2.5 Cm.SUELTO","M2","PAVIMENTOS",null,"0,00 %","0,00"]
[981,"RODADURA B1350 ESPESOR 3.0 Cm. SUELTO","M2","PAVIMENTOS",null,"0,00 %","0,00"]
[106465,"Rodamiento KML 63/04 (Suministro)","UN","MOBILIARIO PARQUES",null,"0,00 %","0,00"]
[102537,"RODILLO  ARRASTRE MANUAL","DD","EQUIPO ALQUILER Y MAQUINARIA","860061099 - MEDIA ARMONICA","19,00 %","$ 150.036,00","2023-03-15"]
[1326,"RODILLO  ESPUMA PARA PINTAR 9'' TIPO MASTER","UN","PINTURAS","860061089 - IDRD - PROYECCIÓN","19,00 %","$ 11.041,00","2023-03-28"]
[375,"RODILLO  VIBRATORIO \"BENITIN\" 1TON+ Operario","DD","EQUIPO ALQUILER Y MAQUINARIA",null,"0,00 %","0,00"]
[104137,"RODILLO 3\" FELPA MANGO PLASTICO PARA VINILO","UN","PINTURAS","860061089 - IDRD - PROYECCIÓN","19,00 %","$ 5.384,00","2023-03-24"]
[104136,"RODILLO 9\" PARA VINILO+BANDEJA","UN","PINTURAS","860061089 - IDRD - PROYECCIÓN","19,00 %","$ 22.040,00","2023-03-30"]
[3803,"RODILLO D/PINTAS Y SONDEO","DD","EQUIPO ALQUILER Y MAQUINARIA",null,"0,00 %","0,00"]
[104213,"RODILLO FELPA CON MANGO DE 9\" PROFESIONAL","UN","MISCELANEA",null,"0,00 %","0,00"]
[104090,"RODILLO OVEJERO (Lana)","UN","PINTURAS","860061089 - IDRD - PROYECCIÓN","19,00 %","$ 15.458,00","2023-03-30"]
[102727,"RODILLO REPUESTO EN POLYESTER DE 2\"","UN","PINTURAS",null,"0,00 %","0,00"]
[102726,"RODILLO REPUESTO FELPA DE 9\" X3/4\"","UN","PINTURAS","860061089 - IDRD - PROYECCIÓN","19,00 %","$ 16.630,00","2023-03-27"]
[101918,"Rodillos para puerta B 43","UN","MISCELANEA","8956232 - IDRD - MEDIA ARMONICA COTIZACIONES","19,00 %","$ 18.800,00","2019-05-17"]
[105192,"ROLADO DE TUBERIA","ML","PERFILES","860061089 - IDRD - PROYECCIÓN","19,00 %","$ 20.026,00","2023-03-30"]
[102887,"ROLADORA (Alquiler)","DD","EQUIPO ALQUILER Y MAQUINARIA",null,"0,00 %","0,00"]
[102458,"ROLLO CARTÓN CORRUGADO 24M2","M2","FERRETERIA","860061089 - IDRD - PROYECCIÓN","19,00 %","$ 3.163,00","2022-01-30"]
[108992,"Rollo Cinta SCOTH 3M Super 33","UN","APARATOS ELECTRICOS",null,"0,00 %","0,00"]
[12566,"Rollo Cinta Velcro adhesivo (1\") 25m","RLL","CABLEADO ESTRUCTURADO","860061089 - IDRD - PROYECCIÓN","19,00 %","$ 55.524,00","2022-01-28"]
[103340,"ROLLO DE CINTA CON FILTRO DE 25MM ( 33M ).","UN","MISCELANEA","860061089 - IDRD - PROYECCIÓN","19,00 %","$ 132.382,00","2023-03-28"]
[12846,"ROLLO DE CINTA MULTISEAL 15CMX10MTS","RLL","FERRETERIA","860061089 - IDRD - PROYECCIÓN","19,00 %","$ 146.706,00","2022-01-30"]
[12806,"Rollo de papel adhesivo color blanco","UN","MOBILIARIO URBANO Y SEÑALIZAC.","860061089 - IDRD - PROYECCIÓN","19,00 %","$ 28.697,00","2022-01-30"]
[12830,"ROLLO DE VINIPEL TRANSPARENTE CALIBRE 6 - 50CM X 500 ML","RLL","FERRETERIA","860061089 - IDRD - PROYECCIÓN","19,00 %","$ 62.844,00","2022-01-30"]
[12795,"Rollos de Vinipel calibre 6 x 300 Ml","RLL","MOBILIARIO URBANO Y SEÑALIZAC.","860061089 - IDRD - PROYECCIÓN","19,00 %","$ 29.196,00","2022-01-30"]
[108539,"Romero Rosmarinus Officinalis","UN","JARDINERIA Y GRAMAS",null,"0,00 %","0,00"]
[779,"ROSETA (PLAFON)  PORCELANA","UN","APARATOS ELECTRICOS","860061089 - IDRD - PROYECCIÓN","19,00 %","$ 2.571,00","2023-03-28"]
[101807,"ROTOMARTILLO 23SDS PLUS 2.4 JLS","DD","EQUIPOS DE AIRE","860061089 - IDRD - PROYECCIÓN","19,00 %","$ 31.023,00","2020-01-13"]
[102529,"ROTOVACTOR (OPER+COMB).","HR","EQUIPOS MANTE. CANCHAS","8956232 - IDRD - MEDIA ARMONICA COTIZACIONES","19,00 %","$ 105.042,00","2023-03-31"]
[101513,"Rotura en concreto Cámara ETB","M3","AGREGADOS CONCRETOS Y MORTEROS",null,"0,00 %","0,00"]
[107414,"ROUTER DE COMUNICACIÓN BACNET","UN","SISTEMAS VENTILACION",null,"0,00 %","0,00"]
[108654,"RPODB DX WH G2","UN","MISCELANEA",null,"0,00 %","0,00"]
[108652,"RPP20 DS 24V G2","UN","MISCELANEA",null,"0,00 %","0,00"]
[108347,"RUBATEX DE 1 1/8\"","UN","SISTEMAS VENTILACION",null,"0,00 %","0,00"]
[108561,"Rubatex de 1 3/8\"","UN","SISTEMAS VENTILACION",null,"0,00 %","0,00"]
[108562,"Rubatex de 1 5/8\"","UN","SISTEMAS VENTILACION",null,"0,00 %","0,00"]
[108329,"RUBATEX DE 1/2\"","ML","SISTEMAS VENTILACION","47874222222 - CONTRATO CONSULTORIA CDRC 1","19,00 %","$ 2.249,00","2019-09-27"]
[108289,"RUBATEX DE 1/4\"","ML","SISTEMAS VENTILACION","860061089 - IDRD - PROYECCIÓN","19,00 %","$ 6.654,06","2022-01-24"]
[108549,"RUBATEX DE 3/4\"","ML","SISTEMAS VENTILACION",null,"0,00 %","0,00"]
[108306,"RUBATEX DE 3/8\"","ML","SISTEMAS VENTILACION",null,"0,00 %","0,00"]
[108334,"RUBATEX DE 5/8\"","ML","SISTEMAS VENTILACION","47874222222 - CONTRATO CONSULTORIA CDRC 1","19,00 %","$ 2.566,00","2019-09-27"]
[108340,"RUBATEX DE 7/8\"","ML","SISTEMAS VENTILACION","47874222222 - CONTRATO CONSULTORIA CDRC 1","19,00 %","$ 3.701,99","2019-09-27"]
[103735,"RUEDA GIRATORIA CARRUSEL SENCILLA(Suminis)","UN","MOBILIARIO URBANO Y SEÑALIZAC.","860061089 - IDRD - PROYECCIÓN","19,00 %","$ 3.541.854,00","2023-03-29"]
[105126,"Ruedas de aspiradora  Quick-Vac","UN","MISCELANEA",null,"0,00 %","0,00"]
[1666,"RUEDAS PARA ANDAMIO TUBULAR (Juego x 4)","DD","EQUIPO ALQUILER Y MAQUINARIA","860061089 - IDRD - PROYECCIÓN","19,00 %","$ 2.126,99","2023-03-24"]
[3180,"RUSTIPLAST CLARO/ DOS MANOS","M2","PINTURAS",null,"0,00 %","0,00"]
[100460,"RutaVida Estac01 PosteEstiramAquiles (sum)","UN","PREFABRICADOS CONCRETO",null,"0,00 %","0,00"]
[100461,"RutaVida Estac02 GemelosMuslos (sum)","UN","PREFABRICADOS CONCRETO","555555555555 - IDRD - MEDIANA DE COTIZACIONES","19,00 %","$ 832.085,00","2022-12-09"]
[100462,"RutaVida Estac03 BancaAbdomAltos (sum)","UN","PREFABRICADOS CONCRETO","555555555555 - IDRD - MEDIANA DE COTIZACIONES","19,00 %","$ 1.345.575,00","2022-12-09"]
[100463,"RutaVida Estac04 BarraSalto (sum)","UN","PREFABRICADOS CONCRETO",null,"0,00 %","0,00"]
[100464,"RutaVida Estac05 BarraFlexionEspalda Tipo-I (sum)","UN","PREFABRICADOS CONCRETO","555555555555 - IDRD - MEDIANA DE COTIZACIONES","19,00 %","$ 1.280.131,00","2022-12-09"]
[100465,"RutaVida Estac06 BarraFlexionPecho (sum)","UN","PREFABRICADOS CONCRETO","555555555555 - IDRD - MEDIANA DE COTIZACIONES","19,00 %","$ 768.078,00","2022-12-09"]
[100466,"RutaVida Estac07 BancaEstiramiento (sum)","UN","PREFABRICADOS CONCRETO","555555555555 - IDRD - MEDIANA DE COTIZACIONES","19,00 %","$ 1.166.165,00","2022-12-09"]
[100467,"RutaVida Estac08 TubosParaBrinco (sum)","UN","PREFABRICADOS CONCRETO","860061089 - IDRD - PROYECCIÓN","19,00 %","$ 768.078,00","2022-12-19"]
[100468,"RutaVida Estac09 BancaAbdomBajo (sum)","UN","PREFABRICADOS CONCRETO","860061089 - IDRD - PROYECCIÓN","19,00 %","$ 1.224.319,01","2022-12-19"]
[100469,"RutaVida Estac10 BancaAbdom (sum)","UN","PREFABRICADOS CONCRETO",null,"0,00 %","0,00"]
[100470,"RutaVida Estac11 BancaTriceps (sum)","UN","PREFABRICADOS CONCRETO",null,"0,00 %","0,00"]
[100471,"RutaVida Estac12 PosteAbdomGluteos (sum)","UN","PREFABRICADOS CONCRETO","860061089 - IDRD - PROYECCIÓN","19,00 %","$ 675.006,00","2022-12-19"]
[100534,"RutaVida Estac13 Flexion espalda 3 (sum.)**","UN","PREFABRICADOS CONCRETO",null,"0,00 %","0,00"]
[100535,"RutaVida Estac14 Escaladora (sum.) **","UN","PREFABRICADOS CONCRETO",null,"0,00 %","0,00"]
[100536,"RutaVida Estac15 Barras Paralelas (sum)","UN","PREFABRICADOS CONCRETO","860061089 - IDRD - PROYECCIÓN","19,00 %","$ 768.078,00","2022-12-19"]
[106788,"RutaVida Estac16 Estiramiento Pierna","UN","MOBILIARIO PARQUES",null,"0,00 %","0,00"]
[1684,"RUTEADORA COLLET    ¼\"-9\"-1- 3/4\"","UN","HERRAMIENTA",null,"0,00 %","0,00"]
[1685,"RUTEADORA PROFESIONAL COLLET    ¼\"","UN","HERRAMIENTA",null,"0,00 %","0,00"]
[105895,"S/Inst.División vidriotemp 6mm. Color,No transluc","M2","VIDRIOS Y ESPEJOS",null,"0,00 %","0,00"]
[102217,"SACAPANTA MECÁNICA (NO UTILIZAR)","HR","EQUIPO ALQUILER Y MAQUINARIA",null,"0,00 %","0,00"]
[101052,"Saco Polip(Lona Blanca)(72gr.)(A=0.40m;L=0.76m).","UN","FERRETERIA Y HERRAMIENTAS","8956232 - IDRD - MEDIA ARMONICA COTIZACIONES","19,00 %","$ 1.014,00","2022-06-09"]
[100354,"Sal marina **","KG","Cocinas Integrales",null,"0,00 %","0,00"]
[1668,"SALIDA CORDON TV BLANCO+TAPA VELA L/NEX","UN","APARATOS ELECTRICOS",null,"0,00 %","0,00"]
[105942,"SALIDA DE AIRE 1\" (Inc. Dos Válulas)","JGO","EQUIPOS ESPECIALES",null,"0,00 %","0,00"]
[105262,"SALTO GRADUABLE  PARA GIMNASIO CANINO (SUM+TRANSPO","UN","MOBILIARIO PARQUES","860061089 - IDRD - PROYECCIÓN","19,00 %","$ 1.050.367,99","2022-12-28"]
[106026,"Saltometro Salto  Altura, requerimiientos IAAF","JGO","EQUIPOS ATLETISMO",null,"0,00 %","0,00"]
[108537,"Salvia Morada/Salvia leucantha","UN","JARDINERIA Y GRAMAS",null,"0,00 %","0,00"]
[103652,"SANDBLASTING (CON DISEÑO)SOBRE VIDRIO","M2","VIDRIOS Y ESPEJOS","860061089 - IDRD - PROYECCIÓN","19,00 %","$ 43.635,00","2023-03-28"]
[2947,"SANITARIO  BLANCO TAZA REDONDA ACUAPLUS","UN","APARATOS","555555555555 - IDRD - MEDIANA DE COTIZACIONES","19,00 %","$ 214.900,01","2023-03-21"]
[104557,"SANITARIO ACOMET. POSTERIOR BALTICO CORONA","UN","APARATOS",null,"0,00 %","0,00"]
[104272,"SANITARIO ALONGADO CORONA CONTROL-SAN GIORGIO","UN","INST. HIDRAUL/SANIT. Y LAMINAS","860061089 - IDRD - PROYECCIÓN","19,00 %","$ 475.480,01","2022-06-06"]
[2792,"SANITARIO AVANTI  BLANCO   CRNA.","UN","APARATOS",null,"0,00 %","0,00"]
[614,"SANITARIO AVANTI COLOR  CRNA.","UN","APARATOS",null,"0,00 %","0,00"]
[102736,"SANITARIO CORONET","UN","APARATOS",null,"0,00 %","0,00"]
[101003,"SANITARIO DISCAPAC ALONGADO Adriatico sin grif","UN","APARATOS","555555555555 - IDRD - MEDIANA DE COTIZACIONES","19,00 %","$ 637.718,00","2023-03-21"]
[103504,"Sanitario Discapacit. ref.21-AA-1318","UN","MISCELANEA",null,"0,00 %","0,00"]
[103372,"SANITARIO DISCAPACITADOS ALONGADO BLANCO NAL.MANCE","UN","MISCELANEA",null,"0,00 %","0,00"]
[9452,"SANITARIO DISTINCION Blanco  CORONA","UN","APARATOS",null,"0,00 %","0,00"]
[610,"SANITARIO DISTINCION Color  CORONA","UN","APARATOS",null,"0,00 %","0,00"]
[3500,"SANITARIO ELITE  BLANCO    CRNA","UN","APARATOS",null,"0,00 %","0,00"]
[3501,"SANITARIO ELITE COLOR   CORONA","UN","APARATOS",null,"0,00 %","0,00"]
[103643,"SANITARIO FLUXMASTER CYCLON  O SIMILAR(DOS-PIEZAS)","UN","INST. HIDRAUL/SANIT. Y LAMINAS",null,"0,00 %","0,00"]
[3286,"SANITARIO INFANTIL  CORONA","UN","APARATOS",null,"0,00 %","0,00"]
[107269,"Sanitario infantil ref. kiddy blanco 501101001 de","UN","GRIFERIAS,APARATOS,ACCESORIOS","8956232 - IDRD - MEDIA ARMONICA COTIZACIONES","19,00 %","$ 409.343,01","2019-04-01"]
[107267,"Sanitario institucional de tanque ref. power one 1","UN","MUEBLES ACCESORIOS",null,"0,00 %","0,00"]
[103358,"Sanitario Institucional ref.21-AA41 Mancesa","UN","MISCELANEA",null,"0,00 %","0,00"]
[103510,"Sanitario Institucional+mueble impor ref.21-AA-02","UN","MISCELANEA",null,"0,00 %","0,00"]
[106387,"SANITARIO KIDDY SIN TANQUE entrada superior","UN","APARATOS",null,"0,00 %","0,00"]
[611,"SANITARIO LAGUNA   CRNA","UN","APARATOS","860061089 - IDRD - PROYECCIÓN","19,00 %","$ 174.507,00","2022-06-07"]
[617,"SANITARIO MAXIMO BLANCO  CORONA","UN","APARATOS",null,"0,00 %","0,00"]
[2807,"SANITARIO MAXIMO COLOR  CORONA","UN","APARATOS",null,"0,00 %","0,00"]
[78,"SANITARIO NUEVO EMBAJADOR","UN","APARATOS",null,"0,00 %","0,00"]
[9404,"SANITARIO NUEVO EMBAJADOR","UN","APARATOS",null,"0,00 %","0,00"]
[2768,"SANITARIO PORTOBELLO BLANCO","UN","APARATOS",null,"0,00 %","0,00"]
[9405,"SANITARIO PORTOBELLO PASTEL","UN","APARATOS",null,"0,00 %","0,00"]
[2803,"SANITARIO PORTOBELLO PREMIUM","UN","APARATOS",null,"0,00 %","0,00"]
[2698,"SANITARIO PRESTIGIO  CORONA","UN","APARATOS",null,"0,00 %","0,00"]
[1810,"SANITARIO SELECTA  BLANCO   CORONA","UN","APARATOS",null,"0,00 %","0,00"]
[3493,"SANITARIO SELECTA  COLOR  CORONA","UN","APARATOS",null,"0,00 %","0,00"]
[616,"SANITARIO STILO  CORONA","UN","APARATOS",null,"0,00 %","0,00"]
[104558,"SANITARIO TREVI ACOMET. POSTERIOR SIST. INSTALACIO","UN","GRIFERIA",null,"0,00 %","0,00"]
[9453,"SANITARIO TREVI Blanco  CORONA","UN","APARATOS",null,"0,00 %","0,00"]
[426,"SANITARIO TREVI color  CORONA","UN","APARATOS",null,"0,00 %","0,00"]
[2851,"SANITARIO VICTORIA BLANCO","UN","APARATOS",null,"0,00 %","0,00"]
[9406,"SANITARIO VICTORIA PASTEL","UN","APARATOS",null,"0,00 %","0,00"]
[2927,"SANITARIO VICTORIA PREMIUM","UN","APARATOS",null,"0,00 %","0,00"]
[615,"SANITARIO VICTORIANA     CRNA.","UN","APARATOS",null,"0,00 %","0,00"]
[103482,"SARDINEL A-85 (BAJO RAMPA)**","UN","PREFABRICADOS","555555555555 - IDRD - MEDIANA DE COTIZACIONES","19,00 %","$ 22.007,00","2022-05-11"]
[103485,"SARDINEL A-86 (ALTO RAMPA)**","UN","PREFABRICADOS","555555555555 - IDRD - MEDIANA DE COTIZACIONES","19,00 %","$ 23.257,00","2022-06-06"]
[101351,"SARDINEL ACHAFLANADDO 40 CM","UN","PREFABRICADOS CONCRETO",null,"0,00 %","0,00"]
[2215,"SARDINEL ACHAFLANADO 45 CM","UN","PREFABRICADOS CONCRETO",null,"0,00 %","0,00"]
[101352,"SARDINEL ACHANFLADO 45 CM","UN","PREFABRICADOS CONCRETO",null,"0,00 %","0,00"]
[100478,"Sardinel bajo A-85 (20*35*80)**","UN","PREFABRICADOS CONCRETO","8956232 - IDRD - MEDIA ARMONICA COTIZACIONES","19,00 %","$ 31.439,00","2019-12-02"]
[100425,"Sardinel especial rampa A-100(h=0.50M;b=0.20;L=0.6","UN","PREFABRICADOS CONCRETO","860061089 - IDRD - PROYECCIÓN","19,00 %","$ 32.478,00","2022-01-31"]
[103043,"Sardinel Prefab. A-10 (b=0.20;h=0.50;L=0.80m) Sum.","UN","PREFABRICADOS CONCRETO","860061089 - IDRD - PROYECCIÓN","19,00 %","$ 31.964,99","2023-03-24"]
[118,"SARDINELES (H 30cm) B=17;L=1.0m","UN","PREFABRICADOS CONCRETO",null,"0,00 %","0,00"]
[130,"SARDINELES (H 40cm) B-17;L=1.0m","UN","PREFABRICADOS CONCRETO",null,"0,00 %","0,00"]
[132,"SARDINELES (H 45cm)","UN","PREFABRICADOS CONCRETO",null,"0,00 %","0,00"]
[428,"SARDINELES (H 55cm)","UN","PREFABRICADOS CONCRETO",null,"0,00 %","0,00"]
[106889,"Sarnafil G-476-151 (2x20m)","M2","IMPERMEABILIZANTES","47874222222 - CONTRATO CONSULTORIA CDRC 1","19,00 %","$ 55.580,00","2019-11-19"]
[105023,"SARNAFIL S327-12L WHITE (1.2MM)ROLL:2X25M","M2","IMPERMEABILIZANTES","860061089 - IDRD - PROYECCIÓN","19,00 %","$ 47.175,00","2020-01-10"]
[104884,"SARNAFIL S327-12LWHITE(1.2MM)10 AÑOS (ROLL 2X25M)","ML","AISLAMIENTOS",null,"0,00 %","0,00"]
[108576,"Sarro/ Palma Boba Cyathea Caracasana","UN","JARDINERIA Y GRAMAS",null,"0,00 %","0,00"]
[108571,"Sarro/Cyathea caracasana","UN","JARDINERIA Y GRAMAS",null,"0,00 %","0,00"]
[107804,"SARTEN VOLCABLE A GAS","UN","EQUIPOS PARA COCINA",null,"0,00 %","0,00"]
[100089,"Secador  manos electrico  Push metalico blanco **","UN","VARIOS",null,"0,00 %","0,00"]
[100213,"Secador  manos electrico metalico cromado **","UN","VARIOS",null,"0,00 %","0,00"]
[100091,"Secador  manos electrico Push acero inoxidable **","UN","VARIOS",null,"0,00 %","0,00"]
[100090,"Secador  manos libres automático acero inoxidable","UN","VARIOS","860061089 - IDRD - PROYECCIÓN","19,00 %","$ 511.355,01","2022-01-24"]
[107312,"secador de manos acero inoxidable ref. 1-aa-ja04 d","UN","GRIFERIAS,APARATOS,ACCESORIOS","860061089 - IDRD - PROYECCIÓN","19,00 %","$ 2.139.700,00","2023-03-28"]
[103516,"Secador Elect.Manos Tipomanoslib.1AA-1800HO","UN","GRIFERIAS,APARATOS,ACCESORIOS",null,"0,00 %","0,00"]
[1970,"SECADOR ELECTRICO PARA MANOS","UN","VARIOS",null,"0,00 %","0,00"]
[102426,"SECADOR MANOS LIBRES 1-AA-JA02 (sum+inst)","UN","GRIFERIAS,APARATOS,ACCESORIOS",null,"0,00 %","0,00"]
[100088,"SecadorManos electricoTipo Manos lib.1AA-1800 HOP","UN","VARIOS",null,"0,00 %","0,00"]
[107811,"SECCIÓN BANDEJERO CUBIERTERO.","UN","EQUIPOS PARA COCINA",null,"0,00 %","0,00"]
[107813,"SECCIÓN CALIENTE CON CALEFACCIÓN","UN","EQUIPOS PARA COCINA",null,"0,00 %","0,00"]
[107818,"SECCIÓN CUBIERTERO DE SOBRE MESA.","UN","EQUIPOS PARA COCINA",null,"0,00 %","0,00"]
[104950,"Seccion pozo 0.70 CM","UN","TUBERIA SUBT,REJILLAS,SUMIDER.",null,"0,00 %","0,00"]
[100641,"Seccion pozo 1.2*h=0.50 prefab **","UN","TUBERIA SUBT,REJILLAS,SUMIDER.","555555555555 - IDRD - MEDIANA DE COTIZACIONES","19,00 %","$ 342.867,00","2019-08-23"]
[100640,"Seccion pozo 1.2*h=1.0 prefab **","UN","TUBERIA SUBT,REJILLAS,SUMIDER.","8956232 - IDRD - MEDIA ARMONICA COTIZACIONES","19,00 %","$ 720.583,00","2019-08-23"]
[100642,"Seccion pozo D=1.2*h=0.25 prefab e=0.10m **","UN","TUBERIA SUBT,REJILLAS,SUMIDER.","8956232 - IDRD - MEDIA ARMONICA COTIZACIONES","19,00 %","$ 210.974,01","2019-08-23"]
[107815,"SECCIÓN REFRIGERADA.","UN","EQUIPOS PARA COCINA",null,"0,00 %","0,00"]
[103025,"Sección tobogán plástico iny. incl. elem. fij. **","UN","MISCELANEA",null,"0,00 %","0,00"]
[105249,"Sección túnel L: 85 cm, diámetro 60cm, en fibra de","UN","MOBILIARIO URBANO Y SEÑALIZAC.",null,"0,00 %","0,00"]
[101689,"Seccionador de 3 vías de 50 A-240 V (sum+ins)","UN","APARATOS ELECTRICOS",null,"0,00 %","0,00"]
[104998,"Seccionador tripolar(Cortacircuito) de 15 KV 100 A","UN","APARATOS ELECTRICOS","860061089 - IDRD - PROYECCIÓN","19,00 %","$ 213.312,00","2023-03-28"]
[3314,"SEGUETA (18 DIENTES-12\")+ MARCO FIJO METALICO 12\"","UN","HERRAMIENTA","860061089 - IDRD - PROYECCIÓN","19,00 %","$ 17.828,00","2023-03-29"]
[106738,"Seguimiento arboles aislados < 25 inidividuos","GL","TARIFAS Y SERVICIOS","899.999.061 - SECRETARIA DISTRITAL DE AMBIENTE","0,00 %","$ 160.655,00","2019-03-19"]
[106746,"Seguimiento arboles aislados > 1.000 inidividuos","GL","TARIFAS Y SERVICIOS","899.999.061 - SECRETARIA DISTRITAL DE AMBIENTE","0,00 %","$ 1.882.308,00","2019-03-19"]
[106741,"Seguimiento arboles aislados entre 100 y 200 inidi","GL","TARIFAS Y SERVICIOS","899.999.061 - SECRETARIA DISTRITAL DE AMBIENTE","0,00 %","$ 328.762,00","2019-03-19"]
[106742,"Seguimiento arboles aislados entre 200 y 300 inidi","GL","TARIFAS Y SERVICIOS","899.999.061 - SECRETARIA DISTRITAL DE AMBIENTE","0,00 %","$ 440.558,00","2019-03-19"]
[106739,"Seguimiento arboles aislados entre 25 y 50 inidivi","GL","TARIFAS Y SERVICIOS","899.999.061 - SECRETARIA DISTRITAL DE AMBIENTE","0,00 %","$ 261.000,00","2022-02-11"]
[106743,"Seguimiento arboles aislados entre 300 y 400 inidi","GL","TARIFAS Y SERVICIOS","899.999.061 - SECRETARIA DISTRITAL DE AMBIENTE","0,00 %","$ 552.353,00","2019-03-19"]
[106744,"Seguimiento arboles aislados entre 400 y 500 inidi","GL","TARIFAS Y SERVICIOS","899.999.061 - SECRETARIA DISTRITAL DE AMBIENTE","0,00 %","$ 833.085,00","2019-03-19"]
[106740,"Seguimiento arboles aislados entre 50 y 100 inidiv","GL","TARIFAS Y SERVICIOS","899.999.061 - SECRETARIA DISTRITAL DE AMBIENTE","0,00 %","$ 272.450,00","2019-03-19"]
[106745,"Seguimiento arboles aislados entre 500 y 1.000 ini","GL","TARIFAS Y SERVICIOS","899.999.061 - SECRETARIA DISTRITAL DE AMBIENTE","0,00 %","$ 1.602.404,00","2019-03-19"]
[101829,"SELLADOR  ETERNA A-53 (1/8) GAL","GLN","FERRETERIA",null,"0,00 %","0,00"]
[105224,"SELLADOR  PARA PISO VINISOL","GLN","Pisos",null,"0,00 %","0,00"]
[105976,"Sellador Bordes Cinta Antideslizante (Tubo 5 Onz)","UN","Pisos",null,"0,00 %","0,00"]
[106389,"SELLADOR ETERNA A-53 (1/8) GAL","UN","FERRETERIA",null,"0,00 %","0,00"]
[106812,"Sellador para Madera Industrial (40 sólidos) Nitro","GLN","PINTURAS","860061089 - IDRD - PROYECCIÓN","19,00 %","$ 98.898,00","2023-03-28"]
[1065,"SELLADOR TRANSP. LIJABLE PINTUCO O SIMILAR","GLN","PINTURAS","860061089 - IDRD - PROYECCIÓN","19,00 %","$ 74.673,00","2022-06-07"]
[103413,"Sellamientos inferiores y superiores para cortasol","ML","MISCELANEA",null,"0,00 %","0,00"]
[101088,"Sellante","M2","PINTURAS",null,"0,00 %","0,00"]
[104428,"SELLANTE CORONA PARA BOQUILLA (FRASCO  540CM3)","UN","ENCHAPES,PISOS,ALFOMBRAS,PAPEL",null,"0,00 %","0,00"]
[101468,"SELLANTE JUNTA METALICA HOL MAX 0,25 MM *50 ML","UN","FERRETERIA","8956232 - IDRD - MEDIA ARMONICA COTIZACIONES","19,00 %","$ 30.485,00","2019-04-03"]
[101920,"SELLANTE PARA JUNTA METALICA HOLL  MAX O,25MM","UN","MISCELANEA","555555555555 - IDRD - MEDIANA DE COTIZACIONES","19,00 %","$ 54.200,00","2019-05-17"]
[103616,"SELLANTE PARA PISO DE MARMOL","GLN","MISCELANEA","860061089 - IDRD - PROYECCIÓN","19,00 %","$ 109.553,99","2023-03-28"]
[104526,"SELLANTE UNIFIX F.A. TUBERÍA METAL. ROSCADA(40GR)","UN","ACCESORIOS HIDROSANITARIOS","8956232 - IDRD - MEDIA ARMONICA COTIZACIONES","19,00 %","$ 19.300,00","2023-03-21"]
[3077,"SELLOTOC BLANCO (5 Kg.)","KG","ADITIVOS Y QUIMICOS",null,"0,00 %","0,00"]
[957,"SEMICODO CU 45°  DE ½","UN","INST. DE GAS",null,"0,00 %","0,00"]
[108346,"SEMICODO Cu DE 1 1/8\"","UN","SISTEMAS VENTILACION",null,"0,00 %","0,00"]
[108328,"SEMICODO Cu DE 1/2\"","UN","SISTEMAS VENTILACION","89585454444 - CONTRATO CONSULTORIA CDRC 2","19,00 %","$ 1.755,00","2019-09-27"]
[108548,"SEMICODO Cu DE 3/4\"","UN","SISTEMAS VENTILACION",null,"0,00 %","0,00"]
[108322,"SEMICODO Cu DE 3/8\"","UN","SISTEMAS VENTILACION","89585454444 - CONTRATO CONSULTORIA CDRC 2","19,00 %","$ 2.972,00","2019-09-27"]
[108335,"SEMICODO Cu DE 5/8\"","UN","SISTEMAS VENTILACION","89585454444 - CONTRATO CONSULTORIA CDRC 2","19,00 %","$ 2.284,00","2019-09-27"]
[108339,"SEMICODO Cu DE 7/8\"","UN","SISTEMAS VENTILACION","89585454444 - CONTRATO CONSULTORIA CDRC 2","19,00 %","$ 6.290,99","2019-09-27"]
[108559,"Semicodo de cobre de 1 3/8\"","UN","SISTEMAS VENTILACION",null,"0,00 %","0,00"]
[108566,"Semicodo de cobre de 1 5/8\"","UN","SISTEMAS VENTILACION",null,"0,00 %","0,00"]
[103853,"Semiila Grama DecorativaTipo Mustang III+Flete Bog","LB","MISCELANEA",null,"0,00 %","0,00"]
[105022,"SEMILLA PASTO ORNAMENTAL","KG","JARDINERIA Y GRAMAS","860061089 - IDRD - PROYECCIÓN","0,00 %","$ 17.145,00","2023-03-28"]
[102739,"Semilla Pasto Rye-grass**","KG","JARDINERIA Y GRAMAS","860061089 - IDRD - PROYECCIÓN","0,00 %","$ 34.432,00","2022-01-31"]
[107334,"SENSOR DE DIÓXIDO DE CARBONO CO2","UN","MISCELANEA","47874222222 - CONTRATO CONSULTORIA CDRC 1","19,00 %","$ 1.500.000,00","2019-12-02"]
[106277,"SENSOR DE FLUJO 2 1/2”","UN","ACCESORIOS HIDROSANITARIOS","6555555555 - IDRD - MENOR VALOR   DE COTIZACIONES","19,00 %","$ 299.989,00","2019-11-14"]
[106276,"SENSOR DE FLUJO 2”","UN","ACCESORIOS HIDROSANITARIOS","666665454444 - IDRD - MENOR PRECIO DE COTIZACIONES","19,00 %","$ 359.351,00","2019-11-14"]
[12707,"sensor de flujo tipo paleta de 4\"","UN","RED CONTRA INCENDIO","666665454444 - IDRD - MENOR PRECIO DE COTIZACIONES","19,00 %","$ 347.004,00","2020-10-07"]
[12678,"SENSOR DE HUMEDAD TEMPERATURA PARA DUCTOS","UN","PISCINAS",null,"19,00 %","$ 875.543,00","2020-09-11"]
[108968,"SENSOR DE HUMO DETECTOR TERMICO ANALOGICO","UN","INST. ELECTRICAS",null,"0,00 %","0,00"]
[104371,"SENSOR DE ILUMINACION","UN","MISCELANEA",null,"0,00 %","0,00"]
[102585,"Sensor de LLuvia a 24 Voltios(Sum)","UN","ACCESORIOS HIDROSANITARIOS","8956232 - IDRD - MEDIA ARMONICA COTIZACIONES","19,00 %","$ 208.241,00","2023-03-31"]
[106844,"Sensor de Movimiento de 180°","UN","INST. ELECTRICAS",null,"0,00 %","0,00"]
[106843,"Sensor de Movimiento de 360°","UN","INST. ELECTRICAS",null,"0,00 %","0,00"]
[101622,"SENSOR DE MOVIMIENTO LARGO ALCANCE CEFE COMETAS","UN","INST. ELECTRICAS","77777777777 - CONTRATO CONSULTORIA CEFE COMETAS","19,00 %","$ 827.407,00","2019-10-08"]
[12643,"SENSOR DE MURO IR 110gr 30X10m+ UNIDAD DE CONTROL","UN","INST. ELECTRICAS","666665454444 - IDRD - MENOR PRECIO DE COTIZACIONES","19,00 %","$ 392.755,00","2020-07-14"]
[107933,"SENSOR DE OCUP. DE PARED CONTROL DE ILUMINACION","UN","MISCELANEA",null,"0,00 %","0,00"]
[107936,"SENSOR DE OCUPACIÓN DE TECHO INALÁM 360°","UN","APARATOS ELECTRICOS",null,"0,00 %","0,00"]
[101594,"SENSOR DE PRESENCIA INFRARROJO 360° BAJO VOLTAJE, 111 M² (1200 FT²) CEFE COMETAS","UN","INST. ELECTRICAS","860061089 - IDRD - PROYECCIÓN","19,00 %","$ 21.367,00","2022-01-28"]
[108006,"Sensor de puerta inalambrico PG9975","UN","APARATOS ELECTRICOS","8956232 - IDRD - MEDIA ARMONICA COTIZACIONES","19,00 %","$ 109.743,00","2020-12-25"]
[12642,"SENSOR DE TECHO 360gr 14X7m+ UNIDAD DE CONTROL","UN","INST. ELECTRICAS","555555555555 - IDRD - MEDIANA DE COTIZACIONES","19,00 %","$ 394.604,00","2020-07-14"]
[104663,"SENSOR DE TECHO CONTR.ALUMB. LEVINTON 360º+FOTOCEL","UN","MISCELANEA",null,"0,00 %","0,00"]
[108272,"SENSOR DE TEMPERATURA DE ZONA 0-12 Amp","UN","SISTEMAS VENTILACION",null,"0,00 %","0,00"]
[108202,"SENSOR DE TEMPERATURA DE ZONA PARA EQUIPOS DE REFR","UN","SISTEMAS VENTILACION",null,"0,00 %","0,00"]
[108270,"SENSOR DE TEMPERATURA Y HUMEDAD NETA EXTERIOR","UN","SISTEMAS VENTILACION",null,"0,00 %","0,00"]
[107183,"Sensor infrarrojo LRF2-OCR2B-P-WH","UN","LAMPARAS",null,"0,00 %","0,00"]
[107184,"Sensor infrarrojo MS-OPS2-WH","UN","LAMPARAS",null,"0,00 %","0,00"]
[106392,"Sensor movimiento techo interiores800 w-120 v","UN","MISCELANEA",null,"0,00 %","0,00"]
[107188,"Sensor ocupación vacantes LRFX-OKLB-P-WH","UN","LAMPARAS",null,"0,00 %","0,00"]
[101686,"Sensor optico para humo, direccionable","UN","APARATOS ELECTRICOS","77777777777 - CONTRATO CONSULTORIA CEFE COMETAS","19,00 %","$ 246.022,34","2019-09-25"]
[108858,"SENSOR PIR PARA EXTERIORES","UN","MISCELANEA",null,"0,00 %","0,00"]
[101528,"Sensor presencia multitecnología 360º","UN","INST. ELECTRICAS","860061089 - IDRD - PROYECCIÓN","19,00 %","$ 32.506,00","2022-01-28"]
[108497,"SENSOR RECEPTOR TRANSMISOR BEAM","UN","MISCELANEA",null,"0,00 %","0,00"]
[101856,"Sensor termico para humo direccionable CDRC Cometa","UN","APARATOS ELECTRICOS","77777777777 - CONTRATO CONSULTORIA CEFE COMETAS","19,00 %","$ 395.952,00","2019-07-08"]
[109102,"Sensores para nivel tipo flotador","UN","MISCELANEA","NINGUNO EN PARTICULAR","19,00 %","$ 841.000,00","2019-12-02"]
[104298,"SEÑAL  (0.60X0.70M) EJERCIC ADULTOS MAYOR+TRANSP","UN","MOBILIARIO URBANO Y SEÑALIZAC.",null,"0,00 %","0,00"]
[103784,"Señal  Protección de Manos con Texto 20*25*3mm","UN","MOBILIARIO URBANO Y SEÑALIZAC.","860061089 - IDRD - PROYECCIÓN","19,00 %","$ 20.656,00","2023-03-24"]
[106626,"Señal Biosalud(0.80x1.20m)Lam.galv.Cal.20+TuboØ2\"","UN","MOBILIARIO PARQUES","860061089 - IDRD - PROYECCIÓN","19,00 %","$ 224.664,00","2022-01-30"]
[102579,"Señal C.R. 90x60Tubo2\"Ploteado color-Jgos-Ad.Mayor","UN","MOBILIARIO URBANO Y SEÑALIZAC.",null,"0,00 %","0,00"]
[102930,"Señal Civica IDG-S 1 cara  (sum.) **","UN","PREFABRICADOS METALICOS","860061089 - IDRD - PROYECCIÓN","19,00 %","$ 561.123,00","2023-03-24"]
[100448,"Señal Civica IDG-S 1 cara  (sum.+ Trnasp.) **","UN","PREFABRICADOS METALICOS",null,"0,00 %","0,00"]
[100449,"Señal Civica IDG-S 2 caras  (sumin+transporte)  **","UN","PREFABRICADOS METALICOS","860061089 - IDRD - PROYECCIÓN","19,00 %","$ 480.968,00","2023-03-24"]
[100589,"Señal civica instrucc RutaVida 4 ejerc Doble cara","UN","PREFABRICADOS METALICOS",null,"0,00 %","0,00"]
[106640,"Señal Civica Instrucc.Ruta de la Vida(6 Ejercicios","UN","MOBILIARIO PARQUES",null,"0,00 %","0,00"]
[100446,"Señal civica SC-120  Dos Caras (Sumin+Transporte)","UN","PREFABRICADOS METALICOS","66665555555 - IDRD - MEDIA ARITMETICA DE COTIZACIONES","19,00 %","$ 405.007,00","2023-03-29"]
[3626,"SEÑAL CIVICA SC-120 (Una Cara)","UN","PREFABRICADOS METALICOS","860061089 - IDRD - PROYECCIÓN","19,00 %","$ 337.984,00","2022-01-31"]
[101209,"SEÑAL CIVICA SC-80  dos caras (sum)**","UN","PREFABRICADOS METALICOS","860061089 - IDRD - PROYECCIÓN","19,00 %","$ 386.475,00","2023-03-24"]
[100447,"Señal Civica SC-80  Panel Doble  (sumin)  **","UN","PREFABRICADOS METALICOS",null,"0,00 %","0,00"]
[3627,"SEÑAL CIVICA SC-80 Panel Sencillo)","UN","PREFABRICADOS METALICOS",null,"0,00 %","0,00"]
[102611,"SEÑAL CIVICA SC-80 una cara (sum)**","UN","PREFABRICADOS METALICOS","860061089 - IDRD - PROYECCIÓN","19,00 %","$ 410.933,00","2023-03-24"]
[102700,"SEÑAL DE EMERGENCIA ACRILICO (15X15CM)Sum+Inst.","UN","PREFABRICADOS METALICOS",null,"0,00 %","0,00"]
[100856,"Señal de Identificación  Obra (0.40x0.70m)sum+Ins","UN","PREFABRICADOS METALICOS","8956232 - IDRD - MEDIA ARMONICA COTIZACIONES","19,00 %","$ 138.037,00","2022-05-09"]
[12864,"SEÑAL DE NORMAS GENERALES A DOS CARAS. ","UN","AVISOS Y VALLAS","860061089 - IDRD - PROYECCIÓN","19,00 %","$ 1.472.404,01","2022-01-28"]
[102801,"Señal de Obra(Lam.Galv Cal.20-Ang.2X2x1/8\"-75X75cm","UN","PREFABRICADOS METALICOS",null,"0,00 %","0,00"]
[3623,"SEÑAL DIRECCIONAL TIPO POSTES(SUM+INST)DADOS","UN","PREFABRICADOS METALICOS",null,"0,00 %","0,00"]
[102747,"SEÑAL DIRECCIONAL TIPO POSTES(SUM+INST)DADOS P4-ID","UN","PREFABRICADOS METALICOS",null,"0,00 %","0,00"]
[103823,"SEÑAL ENTRADA 95X25","UN","MOBILIARIO URBANO Y SEÑALIZAC.","66665555555 - IDRD - MEDIA ARITMETICA DE COTIZACIONES","19,00 %","$ 99.987,00","2022-04-06"]
[103782,"Señal Entrada Prohi. Personas No Autori. con Texto","UN","MOBILIARIO URBANO Y SEÑALIZAC.","860061089 - IDRD - PROYECCIÓN","19,00 %","$ 168.508,00","2023-03-24"]
[103777,"Señal Entrada Prohibida a Personas No Autorizadas","UN","MOBILIARIO URBANO Y SEÑALIZAC.","860061089 - IDRD - PROYECCIÓN","19,00 %","$ 176.911,00","2023-03-24"]
[103778,"Señal Extintor Acrilico 20x25x3 mm","UN","MOBILIARIO URBANO Y SEÑALIZAC.","860061089 - IDRD - PROYECCIÓN","19,00 %","$ 20.624,00","2023-03-24"]
[103770,"Señal Extintor con Texto  Acrilico 20x25x3 mm","UN","MOBILIARIO URBANO Y SEÑALIZAC.","860061089 - IDRD - PROYECCIÓN","19,00 %","$ 20.543,01","2023-03-24"]
[101179,"Señal IDE-46 Dos caras  (sumin)  **","UN","PREFABRICADOS METALICOS","555555555555 - IDRD - MEDIANA DE COTIZACIONES","19,00 %","$ 555.862,01","2022-05-09"]
[103783,"Señal IDE-67 1 Cara","UN","MOBILIARIO URBANO Y SEÑALIZAC.","860061089 - IDRD - PROYECCIÓN","19,00 %","$ 468.760,00","2023-03-24"]
[103824,"SEÑAL IDG-S 1 CARA","UN","MOBILIARIO URBANO Y SEÑALIZAC.","860061089 - IDRD - PROYECCIÓN","19,00 %","$ 570.245,00","2022-01-30"]
[103825,"SEÑAL IDG-S 2 CARAS  Reforzada (modf x100449)","UN","MOBILIARIO URBANO Y SEÑALIZAC.",null,"0,00 %","0,00"]
[103774,"Señal Informativa 1 Cara IDE 46","UN","MOBILIARIO URBANO Y SEÑALIZAC.","860061089 - IDRD - PROYECCIÓN","19,00 %","$ 673.811,00","2023-03-24"]
[106723,"Señal informativa Identificador escenarios deporti","UN","MOBILIARIO PARQUES","555555555555 - IDRD - MEDIANA DE COTIZACIONES","19,00 %","$ 1.011.500,00","2019-07-24"]
[100824,"SEÑAL INFORMATIVA OBRA 75x75cmLam.Cal20 sopt.2x2x1","UN","MOBILIARIO URBANO Y SEÑALIZAC.",null,"0,00 %","0,00"]
[103766,"SEÑAL INT NUMER 30X1,50","UN","MOBILIARIO URBANO Y SEÑALIZAC.","555555555555 - IDRD - MEDIANA DE COTIZACIONES","19,00 %","$ 157.181,00","2022-04-26"]
[103767,"SEÑAL ORIENTADOR PLG-V PLANO  GENERAL","UN","MOBILIARIO URBANO Y SEÑALIZAC.","8956232 - IDRD - MEDIA ARMONICA COTIZACIONES","19,00 %","$ 742.336,01","2022-04-06"]
[104268,"SEÑAL P4-ID PARQUE METROPOLITANO (SUM)","UN","MOBILIARIO URBANO Y SEÑALIZAC.",null,"0,00 %","0,00"]
[103764,"SEÑAL PALCO 20X40","UN","MOBILIARIO URBANO Y SEÑALIZAC.","555555555555 - IDRD - MEDIANA DE COTIZACIONES","19,00 %","$ 22.818,00","2022-04-26"]
[3633,"SEÑAL PARA CICLORUTA  (G)","UN","PREFABRICADOS METALICOS",null,"0,00 %","0,00"]
[3630,"SEÑAL PARA CICLORUTA SENDEROS (E)","UN","PREFABRICADOS METALICOS",null,"0,00 %","0,00"]
[3632,"SEÑAL PARA CICLORUTA SEÑALES (F)","UN","PREFABRICADOS METALICOS",null,"0,00 %","0,00"]
[104337,"Señal Plano Ubic Parque (0.90x1.20m) 1 cara (PGLH)","UN","MOBILIARIO URBANO Y SEÑALIZAC.","860061089 - IDRD - PROYECCIÓN","19,00 %","$ 599.067,00","2023-03-30"]
[104852,"Señal Planos Sistem Evacuacion 0.7x0.6m Sum+instal","UN","MOBILIARIO URBANO Y SEÑALIZAC.",null,"0,00 %","0,00"]
[106725,"Señal poste direccional (sumin + trasn) H.=3.50","UN","MOBILIARIO URBANO Y SEÑALIZAC.","860061089 - IDRD - PROYECCIÓN","19,00 %","$ 357.879,01","2022-01-30"]
[104855,"Señal Precaucion ySeguridad(0.33x0.23)m Sum+Instal","UN","MOBILIARIO URBANO Y SEÑALIZAC.",null,"0,00 %","0,00"]
[100823,"SEÑAL PREVENTIVA75X75cmLam.Cal.20+Trip<2x2x1/8\"","UN","MOBILIARIO URBANO Y SEÑALIZAC.",null,"0,00 %","0,00"]
[103776,"Señal Prohibido Fumar   Acrilico20x20x3mm","UN","MOBILIARIO URBANO Y SEÑALIZAC.","860061089 - IDRD - PROYECCIÓN","19,00 %","$ 22.989,00","2023-03-24"]
[103781,"Señal Prohibido Fumar Con Texto Acrilico 20x25x3mm","UN","MOBILIARIO URBANO Y SEÑALIZAC.","860061089 - IDRD - PROYECCIÓN","19,00 %","$ 20.875,00","2023-03-24"]
[103780,"Señal Protección de Manos Acrilico 20x25x3 mm","UN","MOBILIARIO URBANO Y SEÑALIZAC.","860061089 - IDRD - PROYECCIÓN","19,00 %","$ 20.875,00","2023-03-24"]
[103775,"Señal Punto de Encuentro 1 Cara","UN","MOBILIARIO URBANO Y SEÑALIZAC.","860061089 - IDRD - PROYECCIÓN","19,00 %","$ 362.840,00","2023-03-24"]
[3804,"SEÑAL REFLECTIVA GRADO INGENIERIA CON MASTIL 75cm","UN","MOBILIARIO URBANO Y SEÑALIZAC.","66665555555 - IDRD - MEDIA ARITMETICA DE COTIZACIONES","19,00 %","$ 130.226,00","2020-12-22"]
[103779,"Señal Riesgo Eléctrico  20x25x3 mm","UN","MOBILIARIO URBANO Y SEÑALIZAC.","860061089 - IDRD - PROYECCIÓN","19,00 %","$ 20.878,00","2023-03-24"]
[103769,"Señal Riesgo EléctricoTexto Acrilico 3 mm(20X25CM)","UN","MOBILIARIO URBANO Y SEÑALIZAC.","860061089 - IDRD - PROYECCIÓN","19,00 %","$ 35.035,00","2023-03-24"]
[103771,"Señal Ruta de Evacuación  Acrilico 20x25x3 mm","UN","MOBILIARIO URBANO Y SEÑALIZAC.","860061089 - IDRD - PROYECCIÓN","19,00 %","$ 21.213,00","2023-03-24"]
[104853,"Señal Ruta Entrada y Salidas(1.0x0.33)m Sum+Instal","UN","MOBILIARIO URBANO Y SEÑALIZAC.",null,"0,00 %","0,00"]
[104854,"Señal Ruta Evacua y Salida Emerg(0.5x0.33)m Sum+In","UN","MOBILIARIO URBANO Y SEÑALIZAC.",null,"0,00 %","0,00"]
[103762,"SEÑAL SALIDA 25X50CM ACRILICO","UN","MOBILIARIO URBANO Y SEÑALIZAC.","66665555555 - IDRD - MEDIA ARITMETICA DE COTIZACIONES","19,00 %","$ 87.141,00","2022-04-26"]
[103772,"Señal Salida de Emergencia con iluminación 40x40","UN","MOBILIARIO URBANO Y SEÑALIZAC.","860061089 - IDRD - PROYECCIÓN","19,00 %","$ 189.198,00","2023-03-24"]
[103773,"Señal Salida Emergencia sin Iluminación(20X40CM","UN","MOBILIARIO URBANO Y SEÑALIZAC.","860061089 - IDRD - PROYECCIÓN","19,00 %","$ 35.107,00","2023-03-24"]
[103763,"SEÑAL SERVICIOS 33X30CM","UN","MOBILIARIO URBANO Y SEÑALIZAC.","555555555555 - IDRD - MEDIANA DE COTIZACIONES","19,00 %","$ 37.529,01","2022-04-26"]
[10728,"SEÑAL TIPO B + DISEÑO (SENDERO PICO DEL AGUILA)","UN","AVISOS Y VALLAS","8956232 - IDRD - MEDIA ARMONICA COTIZACIONES","19,00 %","$ 10.790.000,00","2022-06-29"]
[10727,"SEÑAL TIPO C 2 + DISEÑO (SENDERO PICO DEL AGUILA)","UN","AVISOS Y VALLAS","8956232 - IDRD - MEDIA ARMONICA COTIZACIONES","19,00 %","$ 6.890.000,00","2022-06-29"]
[3800,"SEÑAL TRANSITORIA  BARRICADA","UN","MOBILIARIO URBANO Y SEÑALIZAC.","860061089 - IDRD - PROYECCIÓN","19,00 %","$ 431.378,00","2023-03-29"]
[3801,"SEÑAL TRANSITORIA  LAMINA (inst.)","UN","MOBILIARIO URBANO Y SEÑALIZAC.","860061089 - IDRD - PROYECCIÓN","19,00 %","$ 139.266,00","2023-03-29"]
[103765,"SEÑAL TRIBUNAS 30X1,20    Acrilico 3 mm","UN","MOBILIARIO URBANO Y SEÑALIZAC.","66665555555 - IDRD - MEDIA ARITMETICA DE COTIZACIONES","19,00 %","$ 101.147,00","2022-04-26"]
[12578,"SEÑAL VERTICAL DE PARE PARA VIA - PARQUE EL JAPÓN (Suministro e instalación)","UN","AVISOS Y VALLAS",null,"0,00 %","0,00"]
[12576,"SEÑAL VERTICAL EN AMBOS SENTIDOS PARA VIA - PARQUE EL JAPÓN (Suministro e instalación)","UN","AVISOS Y VALLAS",null,"0,00 %","0,00"]
[12579,"SEÑAL VERTICAL PROHIBIDO PARQUEAR VIA PARQUE EL JAPÓN (suministro e instalación)","UN","AVISOS Y VALLAS",null,"0,00 %","0,00"]
[12577,"SEÑAL VERTICAL TRANSITO EN AMBOS SENTIDOS  VIA  - PARQUE EL JAPÓN.(Suministro e instalación).","UN","AVISOS Y VALLAS",null,"0,00 %","0,00"]
[102701,"SEÑAL VIDRIO TEMPLADO 6MM (10X20CM)CON EXT.Sum+Ins","UN","PREFABRICADOS METALICOS",null,"0,00 %","0,00"]
[104851,"Señal.InfoColiseo ySedeAdmin0.33x0.23 AlumSum+inst","UN","MOBILIARIO URBANO Y SEÑALIZAC.",null,"0,00 %","0,00"]
[108431,"SEÑALETICA PARA CRDC","GL","MOBILIARIO URBANO Y SEÑALIZAC.",null,"0,00 %","0,00"]
[102157,"Señalización Natación Espalda PostAnclBa CDRCometa","UN","PISCINAS","77777777777 - CONTRATO CONSULTORIA CEFE COMETAS","19,00 %","$ 8.250.000,00","2019-12-02"]
[104850,"SeñalizacionAavisoExter(1.2 X 1.2)mts.Alum.Sum+ins","UN","MOBILIARIO URBANO Y SEÑALIZAC.",null,"0,00 %","0,00"]
[101902,"SeñalizacionCarrilesMembranaPVC-CRDC-Cometas","ML","PISCINAS","77777777777 - CONTRATO CONSULTORIA CEFE COMETAS","19,00 %","$ 120.000,00","2019-04-25"]
[106022,"SEPARADOR DE CARRIL PISCINA-25 M DE LARGO","UN","ELEMENTOS DE SEGURIDAD",null,"0,00 %","0,00"]
[106021,"SEPARADOR DE CARRIL PISCINA-50 M DE LARGO","UN","ELEMENTOS DE SEGURIDAD",null,"0,00 %","0,00"]
[103715,"SEPARADOR DE CARRILES PARA PISCINA (UN=25ML)","UN","MOBILIARIO PARQUES",null,"0,00 %","0,00"]
[101377,"Separador de cicloruta **","UN","PREFABRICADOS CONCRETO",null,"0,00 %","0,00"]
[108261,"Separador homologado para pilotes CDRC","UN","PILOTAJE",null,"0,00 %","0,00"]
[100691,"Separador tipo atecon **","UN","PREFABRICADOS CONCRETO",null,"0,00 %","0,00"]
[100421,"Separol Sika (toxement Desmoldatoc)15Kg**","KG","IMPERMEABILIZANTES","8956232 - IDRD - MEDIA ARMONICA COTIZACIONES","19,00 %","$ 36.594,00","2023-03-06"]
[109185,"SERRUCHO 20\" MANGO MADERA","UN","HERRAMIENTA",null,"0,00 %","0,00"]
[530,"SERRUCHO DE 20\" MANGO PLÁSTICO DIENTE DIAMANTADO","UN","HERRAMIENTA","860061089 - IDRD - PROYECCIÓN","19,00 %","$ 31.341,01","2022-01-24"]
[107216,"SERVICIO CORTADORA","UN","SISTEMAS VENTILACION","47874222222 - CONTRATO CONSULTORIA CDRC 1","19,00 %","$ 2.700,00","2019-07-04"]
[103708,"Servicio de carrotanque (10 M3)","UN","MISCELANEA",null,"0,00 %","0,00"]
[103968,"Servicio de limpieza de caja de inspección eléctri","UN","MISCELANEA",null,"0,00 %","0,00"]
[105159,"SERVICIO DE SACAPANTA MECANICA","M2","JARDINERIA Y GRAMAS","8956232 - IDRD - MEDIA ARMONICA COTIZACIONES","19,00 %","$ 1.380,00","2023-03-31"]
[105759,"SERVICIO DE SACAPANTAS ROLLO GRANDE (1.5M)","M2","JARDINERIA Y GRAMAS","860061089 - IDRD - PROYECCIÓN","19,00 %","$ 4.796,00","2023-03-31"]
[106794,"Servicio de Time Lapse con Fotos","MES","ACTIVIDADES ESPECIALES","8956232 - IDRD - MEDIA ARMONICA COTIZACIONES","19,00 %","$ 2.948.806,01","2022-05-09"]
[106793,"Servicio de Time Lapse en Video","MES","ACTIVIDADES ESPECIALES","6555555555 - IDRD - MENOR VALOR   DE COTIZACIONES","19,00 %","$ 3.593.800,00","2019-03-20"]
[105782,"SERVICIO DE VACTOR PARA SUCCION DE LODOS","HR","INST. HIDRAUL/SANIT. Y LAMINAS","860061089 - IDRD - PROYECCIÓN","19,00 %","$ 338.099,00","2023-03-21"]
[103478,"SERVICIO DE VIGILANCIA CON ARMA+RADIO DE COM.","MES","MISCELANEA",null,"0,00 %","0,00"]
[103364,"SERVICIO DE VIGILANCIA CON CANINO+RADIO DE COM.","MES","MISCELANEA",null,"0,00 %","0,00"]
[107214,"SERVICIO DOBLADORA","UN","SISTEMAS VENTILACION","47874222222 - CONTRATO CONSULTORIA CDRC 1","19,00 %","$ 2.300,00","2019-07-04"]
[12831,"SERVICIO GALVANIZADO EN CALIENTE PARA TUBO","KG","PLATINAS, TUBOS ESTRUCTU","860061089 - IDRD - PROYECCIÓN","19,00 %","$ 2.228,00","2022-01-31"]
[2708,"SERVICIO Provis. DE ENERGIA Kw","UN","TARIFAS Y SERVICIOS",null,"0,00 %","0,00"]
[106600,"ServicioTécnico(CambfiltroAceitePlantaCummins-880","UN","COMBUSTIBLES",null,"0,00 %","0,00"]
[106616,"ServicioTécnico(CambfiltroAceitePlantaListerPetter","UN","COMBUSTIBLES",null,"0,00 %","0,00"]
[106618,"ServicioTécnico(CambfiltroAceitePlantDieselCummmin","UN","COMBUSTIBLES",null,"0,00 %","0,00"]
[106617,"ServicioTécnico(CambfiltroAceitePlantListerStamfor","UN","COMBUSTIBLES",null,"0,00 %","0,00"]
[102774,"SET 94 PIEZAS COPAS 1/4 Y 1/2 PULGADA SD-GS506","SET","HERRAMIENTA","860061089 - IDRD - PROYECCIÓN","19,00 %","$ 300.281,01","2022-01-31"]
[102775,"SET DE DESTORNILLADORES PRO DE 6 PIEZAS","KIT","HERRAMIENTA","860061089 - IDRD - PROYECCIÓN","19,00 %","$ 66.857,00","2022-01-31"]
[107874,"SET DE MANCUERNAS RECUBIERTAS","UN","MOBILIARIO URBANO Y SEÑALIZAC.","6555555555 - IDRD - MENOR VALOR   DE COTIZACIONES","19,00 %","$ 12.061.590,00","2019-10-23"]
[107878,"SET DE MANCUERNAS RUSAS","UN","MOBILIARIO URBANO Y SEÑALIZAC.",null,"0,00 %","0,00"]
[102776,"SET PUNTAS MAXFIT MAGNETICAS 30 PIEZAS REF DWA2SLS","SET","HERRAMIENTA","860061089 - IDRD - PROYECCIÓN","19,00 %","$ 125.777,00","2022-01-31"]
[107879,"SET SACOS DE PESOS POWER BAG","UN","MOBILIARIO URBANO Y SEÑALIZAC.",null,"0,00 %","0,00"]
[105080,"SETO CIPRES H=0.80-1.00M","UN","JARDINERIA Y GRAMAS",null,"0,00 %","0,00"]
[103363,"Shampoo especial para fachadas e hidrofugo","UN","IMPERMEABIL.,ADITIVOS,QUIMICOS",null,"0,00 %","0,00"]
[107822,"SHUT EN NEOPRENO.","UN","EQUIPOS PARA COCINA",null,"0,00 %","0,00"]
[106279,"SIAMESA DE BRONCE 3”X21/2”X21/2”LISTADA UL/FM","UN","ACCESORIOS HIDROSANITARIOS","860061089 - IDRD - PROYECCIÓN","19,00 %","$ 1.119.872,00","2020-01-10"]
[104676,"SIAMESA DE BRONCE 3X21/2X21/2\" + ACCESORIOS","UN","MISCELANEA",null,"0,00 %","0,00"]
[103447,"SIAMESA DE BRONCE DE 4\"X2 salidas de 21/2\"","UN","MISCELANEA","860061089 - IDRD - PROYECCIÓN","19,00 %","$ 574.232,00","2020-01-13"]
[1687,"SIERRA CIRCULAR   71/4    10 AMP 5300RPM 2  1/3HP","UN","HERRAMIENTA",null,"0,00 %","0,00"]
[101264,"SIERRA CIRCULAR  PARA MADERA","DD","HERRAMIENTA",null,"0,00 %","0,00"]
[1688,"SIERRA CIRCULAR- 71/4\"1400W 5700 rpm-Semi Industri","UN","HERRAMIENTA","8956232 - IDRD - MEDIA ARMONICA COTIZACIONES","19,00 %","$ 273.397,00","2022-01-20"]
[103994,"SIERRA CIRCULAR ELECTRICA PARA MADERA","DD","MISCELANEA",null,"0,00 %","0,00"]
[101666,"SIERRA COPA MADERA 38 MM","UN","FERRETERIA","860061089 - IDRD - PROYECCIÓN","19,00 %","$ 39.079,01","2022-01-30"]
[102780,"SIERRA COPA MADERA 48 MM","UN","FERRETERIA","860061089 - IDRD - PROYECCIÓN","19,00 %","$ 36.040,01","2022-01-30"]
[105071,"SIETE CUEROS MEXICANO-PLANTA RASTRERA-JARDIN","UN","JARDINERIA Y GRAMAS","8956232 - IDRD - MEDIA ARMONICA COTIZACIONES","0,00 %","$ 1.459,00","2019-09-30"]
[2093,"SIFON \"P\" ABS con Adapt.GRICOL","UN","ACCESORIOS",null,"0,00 %","0,00"]
[618,"SIFON + ADAPTADOR  TIPO BOTELLA GRIS LAVAMANOS","UN","GRIFERIAS,APARATOS,ACCESORIOS","860061089 - IDRD - PROYECCIÓN","19,00 %","$ 15.613,00","2023-03-28"]
[2096,"SIFON BOTELLA GRIS  LAVAMANOS","UN","ACCESORIOS",null,"0,00 %","0,00"]
[105052,"SIFON BOTELLA GRIS PARA LAVAMANOS","UN","ACCESORIOS HIDROSANITARIOS",null,"0,00 %","0,00"]
[2414,"SIFON CONCENTRICO 4\"x3\" Br.","UN","REJILLAS",null,"0,00 %","0,00"]
[104501,"Sifon en P lavamanos Discapaci. Ref.62-AA-1040448","UN","GRIFERIA","8956232 - IDRD - MEDIA ARMONICA COTIZACIONES","16,00 %","$ 47.728,00","2019-04-01"]
[107834,"SIFON INDUSTRIAL EN ALUMINIO DE 1 ½'","UN","EQUIPOS PARA COCINA",null,"0,00 %","0,00"]
[104391,"SIFON PARA LAVAPLATOS PLASTICO+CANASTILLA (4\")","UN","INST. HIDRAUL/SANIT. Y LAMINAS","555555555555 - IDRD - MEDIANA DE COTIZACIONES","19,00 %","$ 25.983,00","2023-03-21"]
[104392,"SIFON PARA ORINAL","UN","GRIFERIAS,APARATOS,ACCESORIOS","860061089 - IDRD - PROYECCIÓN","19,00 %","$ 21.031,00","2023-03-28"]
[102814,"SIFÓN PLÁSTICO FLEXIBLE BLANCO 86CM LVP/LVM","UN","FERRETERIA","860061089 - IDRD - PROYECCIÓN","19,00 %","$ 16.828,00","2022-01-30"]
[108938,"SIFON POLIPROPILENO 4\"","UN","ACCESORIOS HIDROSANITARIOS","860061089 - IDRD - PROYECCIÓN","19,00 %","$ 226.724,00","2023-03-21"]
[102861,"Sifon pvc 3\" **","UN","TUBERIA HIDROSANITARIA","860061099 - MEDIA ARMONICA","19,00 %","$ 14.136,00","2023-03-22"]
[101848,"Sifon PVC-S D=2 \" - 180° **","UN","REJILLAS","860061089 - IDRD - PROYECCIÓN","19,00 %","$ 2.827,44","2020-01-13"]
[104221,"Sifón PVC-S D=4\"","UN","INST. HIDRAUL/SANIT. Y LAMINAS","860061089 - IDRD - PROYECCIÓN","19,00 %","$ 19.943,00","2022-01-31"]
[100428,"Sifon sanitario 135º CxE P.V.C. 4\" **","UN","REJILLAS","860061089 - IDRD - PROYECCIÓN","19,00 %","$ 10.068,99","2020-01-10"]
[12531,"SIGNATURE GLUTE (GLUTEO) SS-GL - FUERZA","UN","DOTACION GIMNASIOS CEFE","125457845 - FITNESS MARKET","19,00 %","$ 27.029.513,63","2019-10-22"]
[101090,"SIKA  1  (2 KG)","KG","IMPERMEABILIZANTES","860061089 - IDRD - PROYECCIÓN","19,00 %","$ 19.972,00","2022-01-31"]
[705,"SIKA  3 (ACELERANTE)  5 KILOS","KG","IMPERMEABILIZANTES",null,"0,00 %","0,00"]
[103177,"SIKA  3 (ACELERANTE)  5 KILOS","KG","MISCELANEA",null,"0,00 %","0,00"]
[703,"SIKA 101 MORTERO BLANCO 10 KILOS","KG","IMPERMEABILIZANTES","8956232 - IDRD - MEDIA ARMONICA COTIZACIONES","19,00 %","$ 9.421,00","2023-03-06"]
[2004,"SIKA 101 MORTERO GRIS 10 KILOS","KG","IMPERMEABILIZANTES",null,"0,00 %","0,00"]
[102037,"SIKA AJUSTADOR EPOXICO","GLN","PINTURAS","6555555555 - IDRD - MENOR VALOR   DE COTIZACIONES","19,00 %","$ 51.170,00","2019-06-14"]
[106359,"Sika AnchorFix-S (300ml)","UN","ADITIVOS. MORTEROS",null,"0,00 %","0,00"]
[101057,"Sika Binda Boquilla Acrílico(2Kg)   **","KG","IMPERMEABILIZANTES","860061089 - IDRD - PROYECCIÓN","19,00 %","$ 8.500,00","2022-01-31"]
[100085,"Sika Binda Boquilla color (2Kg) **","KG","IMPERMEABILIZANTES",null,"0,00 %","0,00"]
[106349,"SIKA BOND  T52 FC    (600CC)","UN","ADITIVOS. MORTEROS","555555555555 - IDRD - MEDIANA DE COTIZACIONES","19,00 %","$ 41.147,00","2020-01-08"]
[100087,"Sika Boom Amarillo (250cc)**","UN","IMPERMEABILIZANTES",null,"0,00 %","0,00"]
[107389,"SIKA BOOM O SIMILAR 500 ML","UN","AISLAMIENTOS","860061089 - IDRD - PROYECCIÓN","19,00 %","$ 36.205,00","2022-01-28"]
[100712,"Sika CarboDur tipo S1012 100mm*1.2mm **","ML","IMPERMEABILIZANTES",null,"0,00 %","0,00"]
[100711,"Sika CarboDur tipo S512 50mm*1.2mm **","ML","IMPERMEABILIZANTES","6555555555 - IDRD - MENOR VALOR   DE COTIZACIONES","19,00 %","$ 129.948,00","2020-01-10"]
[103095,"SIKA COLMA - RINSE SOLVENTE EPOXICO  (5 GL) LIMPIA","KG","IMPERMEABIL.,ADITIVOS,QUIMICOS","555555555555 - IDRD - MEDIANA DE COTIZACIONES","19,00 %","$ 23.428,01","2022-04-04"]
[100721,"Sika Colma limpiador **    (DESCONTINUADO)","KG","IMPERMEABILIZANTES",null,"0,00 %","0,00"]
[100679,"Sika Concrelisto-RE 5000 **","KG","IMPERMEABILIZANTES",null,"0,00 %","0,00"]
[100224,"Sika Estuka acrilico (1.5Kg) **","KG","IMPERMEABILIZANTES",null,"0,00 %","0,00"]
[102792,"Sika Estuka acrilico (30Kg) **","KG","IMPERMEABILIZANTES",null,"0,00 %","0,00"]
[102788,"Sika Estuka acrilico (6kg) **","KG","IMPERMEABILIZANTES",null,"0,00 %","0,00"]
[100540,"Sika felt (rollo de 48 M2) **","ML","IMPERMEABILIZANTES",null,"0,00 %","0,00"]
[706,"SIKA GUARD 63 N        4 KILOS","KG","IMPERMEABILIZANTES",null,"0,00 %","0,00"]
[100649,"Sika IGAS negro (toxement masil negro) 30Kg **","KG","ADITIVOS Y QUIMICOS",null,"0,00 %","0,00"]
[666,"SIKA IGOL DENSO 18 Kilos","KG","IMPERMEABILIZANTES","860061089 - IDRD - PROYECCIÓN","19,00 %","$ 22.668,00","2022-01-31"]
[100084,"Sika Latex (toxement Eucolatex) 20Kg **","KG","IMPERMEABILIZANTES",null,"0,00 %","0,00"]
[102107,"SIKA MULTISEAL 15CM X 10M","UN","FERRETERIA","860061089 - IDRD - PROYECCIÓN","19,00 %","$ 70.621,00","2022-01-30"]
[102796,"Sika Primer 215 (caja por 6 unidades ) **","UN","IMPERMEABILIZANTES",null,"0,00 %","0,00"]
[100243,"Sika Primer 215 (caja por 6 unidades de 250 ml) **","UN","IMPERMEABILIZANTES","860061089 - IDRD - PROYECCIÓN","19,00 %","$ 103.957,21","2020-01-14"]
[102825,"SIKA quick 2500","KG","IMPERMEABILIZANTES",null,"0,00 %","0,00"]
[102359,"Sika Repair 224 (25Kg) **","KG","ADITIVOS Y QUIMICOS",null,"0,00 %","0,00"]
[707,"SIKA TOP 121 (ADHER.)  18 KILOS","KG","IMPERMEABILIZANTES","860061089 - IDRD - PROYECCIÓN","19,00 %","$ 10.453,00","2022-01-31"]
[100227,"Sika Top 122   (toxement Hardtop N°2) 25 Kg **","KG","IMPERMEABILIZANTES","555555555555 - IDRD - MEDIANA DE COTIZACIONES","19,00 %","$ 5.819,00","2020-01-08"]
[100226,"Sika Top Armatec 110 EpoCem  20Kg **","KG","IMPERMEABILIZANTES",null,"0,00 %","0,00"]
[708,"SIKA TRANSPARENTE 10 16 KILOS=5 GAL","KG","IMPERMEABILIZANTES","8956232 - IDRD - MEDIA ARMONICA COTIZACIONES","19,00 %","$ 43.398,00","2023-03-06"]
[100970,"SIKA TRANSPARENTE 10 x 3Kg","KG","IMPERMEABILIZANTES",null,"0,00 %","0,00"]
[104411,"SIKA TRANSPARENTE-10 X (5 GALONES)","GLN","IMPERMEABIL.,ADITIVOS,QUIMICOS",null,"0,00 %","0,00"]
[108037,"Sika Unitherm W Sika o equivalente","GLN","ADITIVOS Y QUIMICOS","47874222222 - CONTRATO CONSULTORIA CDRC 1","19,00 %","$ 135.660,00","2019-10-07"]
[105962,"SIKA VISCOBOND  (3.2Kg)","GLN","ADITIVOS. MORTEROS",null,"0,00 %","0,00"]
[100713,"Sika Wrap 103C a=64cm **","ML","IMPERMEABILIZANTES",null,"0,00 %","0,00"]
[100714,"Sika Wrap 300C a=30cm **","ML","IMPERMEABILIZANTES",null,"0,00 %","0,00"]
[678,"SIKA-1 IMPERMEABILIZANTE INTEG-MORTERO  (20Kg)**","KG","IMPERMEABILIZANTES","8956232 - IDRD - MEDIA ARMONICA COTIZACIONES","19,00 %","$ 18.768,00","2023-03-06"]
[102108,"SIKA-2  (2,5KG)","UN","FERRETERIA","860061089 - IDRD - PROYECCIÓN","19,00 %","$ 74.609,00","2022-01-30"]
[100371,"SikaAer D (toxement Air mix D)**","KG","IMPERMEABILIZANTES","555555555555 - IDRD - MEDIANA DE COTIZACIONES","19,00 %","$ 5.622,00","2023-03-06"]
[100250,"SikaBarreraEpox233710+Cataliz+esmalt alquid gr7045","GLN","IMPERMEABILIZANTES","555555555555 - IDRD - MEDIANA DE COTIZACIONES","19,00 %","$ 554.816,00","2023-03-06"]
[106528,"SIKABOOM-500ccAMARILLO PRESENTACION-AEROSOL-SIMILA","UN","AISLAMIENTOS","860061089 - IDRD - PROYECCIÓN","19,00 %","$ 36.885,00","2022-01-28"]
[107237,"sikaceram b.a blanco 25 kg","KG","ADITIVOS. MORTEROS","666666666252 - IDRD - MEDIA GEOMETRICA COTIZACIONES","19,00 %","$ 2.189,01","2019-04-01"]
[102649,"SikaColor 555W**","KG","IMPERMEABILIZANTES",null,"0,00 %","0,00"]
[100235,"SikaColor C (toxement Acrisello) verde 25 kg**","GLN","IMPERMEABILIZANTES","8956232 - IDRD - MEDIA ARMONICA COTIZACIONES","16,00 %","$ 74.847,00","2019-04-01"]
[105961,"SIKACOLOR-C (GAL=5KG)","GLN","ADITIVOS. MORTEROS",null,"0,00 %","0,00"]
[103165,"Sikacryl - S **  (RemplazadoXSika Fill  12 Power)","KG","IMPERMEABILIZANTES","8956232 - IDRD - MEDIA ARMONICA COTIZACIONES","19,00 %","$ 21.179,00","2023-03-06"]
[100716,"Sikadur 301  **","KG","IMPERMEABILIZANTES",null,"0,00 %","0,00"]
[100709,"Sikadur 31 adhesivo  de reforzam (2Kg) **","KG","IMPERMEABILIZANTES","860061089 - IDRD - PROYECCIÓN","19,00 %","$ 91.308,00","2022-01-31"]
[100710,"Sikadur 31 repar+adhesivo toxement Toc 5010 **","KG","IMPERMEABILIZANTES","8956232 - IDRD - MEDIA ARMONICA COTIZACIONES","19,00 %","$ 145.845,00","2023-03-06"]
[710,"SIKADUR 32 PRIMER      1 KILO","KG","IMPERMEABILIZANTES","8956232 - IDRD - MEDIA ARMONICA COTIZACIONES","19,00 %","$ 191.851,00","2023-03-06"]
[103659,"SIKADUR 32 PRIMER      3 KG **","KG","ADITIVOS. MORTEROS","8956232 - IDRD - MEDIA ARMONICA COTIZACIONES","19,00 %","$ 159.035,00","2023-03-06"]
[103658,"SIKADUR 32 PRIMER (PRESENTACIÓN: 3 KG)","KG","ADITIVOS. MORTEROS",null,"0,00 %","0,00"]
[103070,"SIKADUR 35-HI MOD -LV - 3 KG.","KG","MISCELANEA",null,"0,00 %","0,00"]
[100013,"Sikadur 42 anclaje 5 Kg (toxement E3F Grout)  **","KG","IMPERMEABILIZANTES","8956232 - IDRD - MEDIA ARMONICA COTIZACIONES","19,00 %","$ 90.951,00","2023-03-06"]
[100719,"Sikadur 501 arena de cuarzo 32.5 kg **","KG","IMPERMEABILIZANTES","8956232 - IDRD - MEDIA ARMONICA COTIZACIONES","19,00 %","$ 2.853,00","2023-03-06"]
[100232,"Sikadur AnchorFix-1(antesSikaPowerFix1) 300cc **","UN","IMPERMEABILIZANTES",null,"0,00 %","0,00"]
[100231,"Sikadur AnchorFix-4(Euco 452 gel) 600cc=900gr **","UN","IMPERMEABILIZANTES","8956232 - IDRD - MEDIA ARMONICA COTIZACIONES","19,00 %","$ 152.556,00","2023-03-06"]
[12785,"SIKADUR COMBIFLEX H:15","ML","AISLAMIENTOS","860061089 - IDRD - PROYECCIÓN","19,00 %","$ 120.381,00","2022-01-28"]
[105510,"SIKADUR COMBIFLEX H-15    (ROLLO DE 12.5 MTS)","ML","IMPERMEABIL.,ADITIVOS,QUIMICOS","8956232 - IDRD - MEDIA ARMONICA COTIZACIONES","19,00 %","$ 178.925,00","2023-03-06"]
[105832,"Sikadur Crack Weld - Kit de inyección de fisuras","UN","ADITIVOS. MORTEROS",null,"0,00 %","0,00"]
[100233,"Sikadur Injection Gel (Sikadur Gel) (Descontinuado","KG","IMPERMEABILIZANTES",null,"0,00 %","0,00"]
[100229,"Sikadur Panel  1Kg **","KG","IMPERMEABILIZANTES","8956232 - IDRD - MEDIA ARMONICA COTIZACIONES","19,00 %","$ 115.310,00","2023-03-06"]
[104954,"Sikadur®-30 Adhesivo para pegado de refuerzo 6 kg","KG","ADITIVOS Y QUIMICOS","6555555555 - IDRD - MENOR VALOR   DE COTIZACIONES","19,00 %","$ 85.851,00","2020-01-10"]
[105650,"Sikadur®-510/520 (Arenas finas de cuarzo)","KG","ADITIVOS. MORTEROS","555555555555 - IDRD - MEDIANA DE COTIZACIONES","19,00 %","$ 1.822,00","2019-09-30"]
[100234,"Sikadur-52 (toxement Toc 8004) Inyección 3Kg **","KG","IMPERMEABILIZANTES",null,"0,00 %","0,00"]
[109105,"SIKAFELT FPP 30 (Refuerzo Impermeabilización acrí)","M2","IMPERMEABILIZANTES",null,"0,00 %","0,00"]
[658,"SIKAFELT FV 225 (BASE EN FIBRA DE VIDRIO )","M2","IMPERMEABILIZANTES","860061089 - IDRD - PROYECCIÓN","19,00 %","$ 6.987,00","2022-06-03"]
[102413,"SikaFerroGard - 903 **","KG","IMPERMEABILIZANTES",null,"0,00 %","0,00"]
[104597,"SIKAFIBER AD MICROFIBRA POLIPROP.REF.CONC. o Similar","KG","ADITIVOS. MORTEROS","8956232 - IDRD - MEDIA ARMONICA COTIZACIONES","19,00 %","$ 44.504,00","2023-03-06"]
[100244,"Sikafill 10/ Sikafill 12  (kg)","KG","IMPERMEABILIZANTES","8956232 - IDRD - MEDIA ARMONICA COTIZACIONES","19,00 %","$ 20.128,01","2023-03-06"]
[103607,"SikaFill 5 (5 Gl) **","KG","IMPERMEABILIZANTES","1112222222222 - SIKA-BALCHER","19,00 %","$ 7.962,00","2019-12-02"]
[100245,"Sikafill 5 (toxement Acriltoc)  1.2Kg **","KG","IMPERMEABILIZANTES",null,"0,00 %","0,00"]
[104953,"Sikaflex 2C SL -Bicomponente- Gris (3 galones).","GLN","ADITIVOS Y QUIMICOS","555555555555 - IDRD - MEDIANA DE COTIZACIONES","19,00 %","$ 301.588,00","2023-03-06"]
[105511,"SIKAFLEX CONSTRUCCION Cartucho 300cc","UN","IMPERMEABIL.,ADITIVOS,QUIMICOS","860061089 - IDRD - PROYECCIÓN","19,00 %","$ 49.536,00","2022-01-31"]
[2739,"SIKAFLEX PRO 3WF Gris         600 CC","UN","IMPERMEABILIZANTES","8956232 - IDRD - MEDIA ARMONICA COTIZACIONES","19,00 %","$ 196.217,01","2023-03-06"]
[104919,"Sikaflex®AT-Connection - Tubo 300 CC","UN","IMPERMEABILIZANTES","860061089 - IDRD - PROYECCIÓN","19,00 %","$ 40.775,00","2022-01-31"]
[100994,"Sikaflex-11 FC 300cc (ToxementSELLASIL 40 FC) **","UN","IMPERMEABILIZANTES","8956232 - IDRD - MEDIA ARMONICA COTIZACIONES","19,00 %","$ 63.701,00","2023-03-06"]
[101781,"SIKAFLEX-15 LM SL 22.7Kg **","KG","IMPERMEABILIZANTES","860061089 - IDRD - PROYECCIÓN","19,00 %","$ 47.268,00","2022-06-03"]
[100086,"Sikaflex-15 LMSL (Descontinuad.= 2CSL cio 104953))","KG","IMPERMEABILIZANTES",null,"0,00 %","0,00"]
[2746,"SIKAFLEX-1a  BLANCO(CARTUCHO DE 300 CC)","UN","IMPERMEABILIZANTES","8956232 - IDRD - MEDIA ARMONICA COTIZACIONES","19,00 %","$ 66.094,00","2023-03-06"]
[105649,"Sikafloor - 156 (Imprimante epóxico)","GLN","ADITIVOS. MORTEROS",null,"0,00 %","0,00"]
[641,"SIKAFLOOR  2430  CO  4 KILOS","KG","IMPERMEABIL.,ADITIVOS,QUIMICOS",null,"0,00 %","0,00"]
[105648,"Sikafloor - 261 (Piso epóxico)","KG","ADITIVOS. MORTEROS",null,"0,00 %","0,00"]
[100718,"Sikafloor 161 imprimante **","KG","IMPERMEABILIZANTES","66665555555 - IDRD - MEDIA ARITMETICA DE COTIZACIONES","19,00 %","$ 40.305,00","2020-01-10"]
[100223,"Sikafloor 3 Quartz top Neutro 30Kg **","KG","IMPERMEABILIZANTES","860061089 - IDRD - PROYECCIÓN","19,00 %","$ 1.434,00","2022-06-03"]
[100680,"Sikafloor 363 CO 4.5Kg **","KG","IMPERMEABILIZANTES",null,"0,00 %","0,00"]
[100720,"Sikafloor 400 N Recubrimiento (Salio del Mercado)","KG","IMPERMEABILIZANTES",null,"0,00 %","0,00"]
[100222,"Sikagrout 212   (toxement Hi flow grout) 30Kg **","KG","IMPERMEABILIZANTES",null,"0,00 %","0,00"]
[711,"SIKAGROUT-200 (PROTEC)30 KILOS","KG","IMPERMEABILIZANTES","860061089 - IDRD - PROYECCIÓN","19,00 %","$ 7.176,00","2022-01-31"]
[104934,"SIKAGUARD 50    23 Kg.","KG","IMPERMEABIL.,ADITIVOS,QUIMICOS","6555555555 - IDRD - MENOR VALOR   DE COTIZACIONES","19,00 %","$ 38.394,01","2020-01-10"]
[712,"SIKAGUARD 62 (GRIS)    3 KILOS","KG","IMPERMEABILIZANTES","860061089 - IDRD - PROYECCIÓN","19,00 %","$ 149.628,01","2022-01-31"]
[104933,"SIKAGUARD 68  (BRILLANTE) 7.3 Kg","KG","ADITIVOS Y QUIMICOS","66665555555 - IDRD - MEDIA ARITMETICA DE COTIZACIONES","19,00 %","$ 34.488,00","2020-01-10"]
[104820,"SIKAGUARD DECOR TRANSPARENTE   18 Kg","KG","ADITIVOS. MORTEROS","860061089 - IDRD - PROYECCIÓN","19,00 %","$ 41.212,00","2022-01-28"]
[100541,"Sikaguard EpoCem 720 21Kg **","KG","IMPERMEABILIZANTES",null,"0,00 %","0,00"]
[109106,"SIKALASTIC 1K Mortero acrílico imper. tanque pisci","KG","IMPERMEABILIZANTES",null,"0,00 %","0,00"]
[105242,"SIKALASTIC-612 MTC (26.5KG)","KG","ADITIVOS. MORTEROS","6555555555 - IDRD - MENOR VALOR   DE COTIZACIONES","19,00 %","$ 21.997,99","2020-01-10"]
[103657,"Sikalatex 20kg **","KG","IMPERMEABIL.,ADITIVOS,QUIMICOS",null,"0,00 %","0,00"]
[102826,"Sikalatex 4.5kg **","KG","IMPERMEABIL.,ADITIVOS,QUIMICOS",null,"0,00 %","0,00"]
[101078,"SIKALIMPIADOR \"U\" Sika (Ladrillo) 20Kg **","KG","INST. DE GAS",null,"0,00 %","0,00"]
[15,"SIKALISTO RESANE 25kg","KG","MORTEROS LISTOS",null,"0,00 %","0,00"]
[100370,"Sikament 320 (Superplastificante)Tambor de 230kg","KG","MORTEROS LISTOS","6555555555 - IDRD - MENOR VALOR   DE COTIZACIONES","19,00 %","$ 8.316,01","2020-01-10"]
[713,"SIKAMENT-HE 200 (Plast)  25 KILOS","KG","MORTEROS LISTOS",null,"0,00 %","0,00"]
[100242,"Sikaplan (rollo 1.55x20) 12 NTR  **","M2","IMPERMEABILIZANTES","562221312 - IDRD - VALOR CIO AJUSTADO","19,00 %","$ 38.781,01","2020-06-08"]
[102354,"Sikaplan 12 G CO (1.55m x 20m)(Membrana reforz) **","ML","IMPERMEABILIZANTES",null,"0,00 %","0,00"]
[100360,"SikaRod 10 mm 3/8\" (toxement sellasil soporte) **","ML","IMPERMEABILIZANTES","8956232 - IDRD - MEDIA ARMONICA COTIZACIONES","19,00 %","$ 2.021,00","2023-03-06"]
[100359,"SikaRod 16 mm 5/8\" (toxement sellasil soporte) **","ML","IMPERMEABILIZANTES","555555555555 - IDRD - MEDIANA DE COTIZACIONES","19,00 %","$ 2.829,00","2022-05-02"]
[100358,"SikaRod 22 mm 7/8\" (toxement sellasil soporte) **","ML","IMPERMEABILIZANTES",null,"0,00 %","0,00"]
[100357,"SikaRod 32 mm 1 1/4\" **","ML","IMPERMEABILIZANTES","860061089 - IDRD - PROYECCIÓN","19,00 %","$ 6.461,00","2022-01-31"]
[100361,"SikaRod 6 mm 1/4\" (toxement sellasil soporte)**","ML","IMPERMEABILIZANTES",null,"0,00 %","0,00"]
[2850,"SIKASET L - ACELERANTE FRAGUADO, RESISTENCIA (5kg)","KG","IMPERMEABIL.,ADITIVOS,QUIMICOS","860061089 - IDRD - PROYECCIÓN","19,00 %","$ 24.905,00","2022-06-03"]
[709,"SIKASET L (ACELERANTE) 5 KILOS","KG","ADITIVOS Y QUIMICOS",null,"0,00 %","0,00"]
[106529,"SIKASIL C  CARTUCHO DE  300 CC O SIMILAR","UN","FERRETERIA",null,"0,00 %","0,00"]
[12677,"SIKASIL POOL 300ML","UN","IMPERMEABIL.,ADITIVOS,QUIMICOS","666665454444 - IDRD - MENOR PRECIO DE COTIZACIONES","19,00 %","$ 46.008,01","2020-09-11"]
[100020,"SikaSwell S  **","UN","IMPERMEABILIZANTES",null,"0,00 %","0,00"]
[102212,"SikaSwell S2  (Cartucho 300 cc)","UN","IMPERMEABILIZANTES",null,"0,00 %","0,00"]
[100225,"SikaTop Armatec108 (toxem. Toc Armad. 6037) 4 Kg**","M2","IMPERMEABILIZANTES",null,"0,00 %","0,00"]
[105960,"SIKATOP-122 (30KG) CLIMA FRIO","KG","ADITIVOS. MORTEROS",null,"0,00 %","0,00"]
[106578,"SILBATO PITO DE SEGURIDAD","UN","ELEMENTOS DE SEGURIDAD",null,"0,00 %","0,00"]
[105619,"SILENCIADOR","KG","GRIFERIAS,APARATOS,ACCESORIOS",null,"0,00 %","0,00"]
[101105,"Silice","KG","AGREGADOS CONCRETOS Y MORTEROS",null,"0,00 %","0,00"]
[106530,"SILICONA GRUESA en barra para pistola de 1/2\"x10\"","UN","FERRETERIA","860061089 - IDRD - PROYECCIÓN","19,00 %","$ 441,00","2022-01-30"]
[104805,"SILICONA PEGADIT SELLO PERIMETRAL 280 ml","UN","FERRETERIA Y HERRAMIENTAS","555555555555 - IDRD - MEDIANA DE COTIZACIONES","19,00 %","$ 12.142,00","2023-03-22"]
[102863,"Silicona transparente (Tubo de 11 onzas)***","UN","FERRETERIA Y HERRAMIENTAS","860061089 - IDRD - PROYECCIÓN","19,00 %","$ 1.173.799,01","2023-03-27"]
[3837,"Silicona transparente 300 ml","UN","FERRETERIA Y HERRAMIENTAS","8956232 - IDRD - MEDIA ARMONICA COTIZACIONES","19,00 %","$ 14.224,00","2023-03-22"]
[1067,"SILICONITE PINTUCO (Hidrofugo)","GLN","PINTURAS",null,"0,00 %","0,00"]
[101226,"Silla  Sencilla plastica anclada a piso **","UN","MUEBLES Y CLOSETS",null,"0,00 %","0,00"]
[106881,"SILLA AUDITORIO REF. NOVA ANCHO 508 MM DE INORCA - SUMINISTRO E INSTALACIÒN","UN","MUEBLES ACCESORIOS","666665454444 - IDRD - MENOR PRECIO DE COTIZACIONES","19,00 %","$ 612.374,00","2020-10-13"]
[108060,"Silla Auditorio Tubula. Metal Poliuret-CDRC-Fontan","UN","MUEBLES ACCESORIOS","555555555555 - IDRD - MEDIANA DE COTIZACIONES","19,00 %","$ 868.700,00","2023-03-23"]
[107940,"Silla AuditorioTubular metalPoliuret.InyectNova35","UN","MUEBLES ACCESORIOS",null,"0,00 %","0,00"]
[107917,"SILLA BOLOGNA SB","UN","MUEBLES ACCESORIOS",null,"0,00 %","0,00"]
[107921,"SILLA BUTACO SHELL ALTO","UN","MUEBLES ACCESORIOS",null,"0,00 %","0,00"]
[106512,"Silla concreto GRC 21MP 0.81x0.64 Segun diseño","UN","MOBILIARIO PARQUES","860061089 - IDRD - PROYECCIÓN","19,00 %","$ 1.146.528,00","2023-03-30"]
[106712,"Silla concreto GRC 21MP 0.82x0.78 Segun diseño","UN","CONCRETOS","900435618 - KONKRETUS S.A.S.","19,00 %","$ 880.600,00","2019-03-14"]
[100200,"Silla de polietileno d=2\"x1/2\" para gas  **","UN","TUBERIA HIDROSANITARIA",null,"0,00 %","0,00"]
[100201,"Silla de polietileno d=2\"x3/4\" para gas  **","UN","TUBERIA HIDROSANITARIA",null,"0,00 %","0,00"]
[100035,"Silla de polietileno d=3\" x 1\" para gas  **","UN","TUBERIA HIDROSANITARIA",null,"0,00 %","0,00"]
[100202,"Silla de polietileno d=3\"x1/2\" para gas  **","UN","TUBERIA HIDROSANITARIA",null,"0,00 %","0,00"]
[100203,"Silla de polietileno d=3\"x3/4\" para gas  **","UN","TUBERIA HIDROSANITARIA",null,"0,00 %","0,00"]
[107341,"silla de seguridad plegable para duchas ref. 70653","UN","GRIFERIAS,APARATOS,ACCESORIOS",null,"0,00 %","0,00"]
[106680,"Silla en concreto GRC 21MP 0,7x0.51 Segun diseño","UN","PREFABRICADOS","860061089 - IDRD - PROYECCIÓN","19,00 %","$ 965.870,00","2022-01-31"]
[107915,"SILLA ESTUDIANTES. SMART","UN","MUEBLES ACCESORIOS",null,"0,00 %","0,00"]
[103753,"SILLA GIRATORIA","UN","MISCELANEA",null,"0,00 %","0,00"]
[102604,"SILLA GIRATORIA ALTA  SIN BRAZOS","UN","MUEBLES ACCESORIOS",null,"0,00 %","0,00"]
[103756,"SILLA GRADERIA","UN","MISCELANEA",null,"0,00 %","0,00"]
[104810,"SILLA GRADERIA SIN ESPALDAR TIPO CARIBE","UN","ACABADOS",null,"0,00 %","0,00"]
[102898,"Silla Indiv Canales Concreto GRC21MP Según Diseño","UN","MOBILIARIO PARQUES","860061089 - IDRD - PROYECCIÓN","19,00 %","$ 1.180.207,00","2022-01-30"]
[102245,"Silla Inglesa Madera Zapan-13 tablas L=1.28Hierro","UN","OTROS PREFABRICADOS",null,"0,00 %","0,00"]
[107919,"SILLA KIRA V-2","UN","MUEBLES ACCESORIOS",null,"0,00 %","0,00"]
[102059,"Silla Moldeada HDPE 450Wx310Dx8mmH CEFE COMETAS","UN","MUEBLES ACCESORIOS","77777777777 - CONTRATO CONSULTORIA CEFE COMETAS","19,00 %","$ 530.458,99","2019-12-03"]
[107901,"SILLA MUSICOS. BENET","UN","MUEBLES ACCESORIOS",null,"0,00 %","0,00"]
[102276,"Silla paño Ergonomica sin Brazo **","UN","MUEBLES Y CLOSETS",null,"0,00 %","0,00"]
[101176,"Silla paño neum. 0.91x0.45x0.40 (Rec.IDRD) **","UN","MUEBLES Y CLOSETS",null,"0,00 %","0,00"]
[12938,"SILLA PARA SALVAVIDAS EN POLIPROPILENO - ASTRAPOOL","UN","PISCINAS","860061089 - IDRD - PROYECCIÓN","19,00 %","$ 10.973.566,00","2022-01-31"]
[103751,"SILLA PLÁSTICA","UN","MISCELANEA",null,"0,00 %","0,00"]
[103317,"Silla red alta, contacto permanente, brazo fijo **","UN","MISCELANEA",null,"0,00 %","0,00"]
[102668,"Silla Ref. penta alta tipo lisaNylonCarcasaPañoErg","UN","MUEBLES Y CLOSETS",null,"0,00 %","0,00"]
[107898,"SILLA TAFI INFANTIL","UN","MUEBLES ACCESORIOS",null,"0,00 %","0,00"]
[106447,"Silla Yee PVC (12\"x8\")  315x200mm","UN","ACCESORIOS HIDROSANITARIOS","860.061.099.1 - IDRD","19,00 %","$ 109.330,00","2019-03-20"]
[106448,"Silla Yee PVC (14\"x 6\")  355x160mm","UN","ACCESORIOS HIDROSANITARIOS",null,"0,00 %","0,00"]
[108024,"SillaAuditorio ref.Nova35Sin Mesa Abatible-Inorca","UN","MUEBLES ACCESORIOS",null,"0,00 %","0,00"]
[105968,"SillaConEspaldarEstadioPoliproAltoImp(Sum+Inst)","UN","MOBILIARIO PARQUES","860061089 - IDRD - PROYECCIÓN","19,00 %","$ 98.063,00","2022-06-07"]
[102670,"SillaGerenteRef.Excell.Brazos.Tapiz.PrannaNegro.","UN","MUEBLES Y CLOSETS",null,"0,00 %","0,00"]
[102669,"SillaInterloc.IsóscelesTapiz.Espum.AltaDensid.Paño","UN","MUEBLES ACCESORIOS",null,"0,00 %","0,00"]
[3696,"SILLAS CRUCETA TIPO ICEL","UN","CAJAS, ARMARIOS, TABLEROS",null,"0,00 %","0,00"]
[3543,"SILLAS TEE ALCANT NOVAFORT 160x110  PAVCO","UN","ACCESORIOS TUBERIA SUBTERRANEA","860061089 - IDRD - PROYECCIÓN","19,00 %","$ 164.554,00","2022-01-28"]
[3544,"SILLAS TEE ALCANT NOVAFORT 200x110  PAVCO","UN","ACCESORIOS TUBERIA SUBTERRANEA","860061089 - IDRD - PROYECCIÓN","19,00 %","$ 190.205,01","2022-01-28"]
[3545,"SILLAS TEE ALCANT NOVAFORT 200x160  PAVCO","UN","ACCESORIOS TUBERIA SUBTERRANEA","860061089 - IDRD - PROYECCIÓN","19,00 %","$ 190.204,72","2022-01-24"]
[3546,"SILLAS YEE ALCANT NOVAFORT 160x110  PAVCO","UN","ACCESORIOS TUBERIA SUBTERRANEA","860061089 - IDRD - PROYECCIÓN","19,00 %","$ 164.554,00","2022-01-28"]
[3547,"SILLAS YEE ALCANT NOVAFORT 200x110  PAVCO","UN","ACCESORIOS TUBERIA SUBTERRANEA","860061089 - IDRD - PROYECCIÓN","19,00 %","$ 190.205,01","2022-01-28"]
[3548,"SILLAS YEE ALCANT NOVAFORT 200x160  PAVCO","UN","ACCESORIOS TUBERIA SUBTERRANEA","860061089 - IDRD - PROYECCIÓN","19,00 %","$ 190.205,01","2022-01-28"]
[105972,"SillasSinEspaldarEstadioPoliproAltoImp(Sum+Inst)","UN","MOBILIARIO PARQUES",null,"0,00 %","0,00"]
[105967,"SillaTipoCubo(JugadoresSuplentes-Arbitros)Estadio","UN","MOBILIARIO PARQUES","860061089 - IDRD - PROYECCIÓN","19,00 %","$ 2.299.023,00","2022-06-07"]
[101109,"SINTETICO RESYROCK","KG","Esmaltes",null,"0,00 %","0,00"]
[108001,"Sirena de 30W SD-30W","UN","APARATOS ELECTRICOS",null,"0,00 %","0,00"]
[108970,"SIRENA DIGITAL MICROPROCESADA Y DIRECCIONABLE","ML","INST. ELECTRICAS",null,"0,00 %","0,00"]
[108663,"SIRENA LUZ ESTROBOSCOPICA","UN","MISCELANEA","77777777777 - CONTRATO CONSULTORIA CEFE COMETAS","19,00 %","$ 249.398,00","2019-09-25"]
[107968,"Sirena roja pared luz LED UL FM GL1RF-HDVMC","UN","APARATOS ELECTRICOS","8956232 - IDRD - MEDIA ARMONICA COTIZACIONES","19,00 %","$ 115.040,00","2019-03-08"]
[107969,"Sirena Techo luz led UL FM GCFR-VM","UN","APARATOS ELECTRICOS","8956232 - IDRD - MEDIA ARMONICA COTIZACIONES","19,00 %","$ 117.675,99","2019-03-08"]
[101654,"Sist Autom contr alumbr Tablero Gral Edificio s+i","UN","APARATOS ELECTRICOS",null,"0,00 %","0,00"]
[101663,"Sist Autom control alumbr Tab Plazoleta (sumi+inst","UN","APARATOS ELECTRICOS",null,"0,00 %","0,00"]
[101683,"Sist exosto y silenciador y acces Planta 300KVA","UN","APARATOS ELECTRICOS",null,"0,00 %","0,00"]
[101798,"SIST. DE INST. VALV. ANTIB.CR. CORONA Posterior","UN","APARATOS","860061089 - IDRD - PROYECCIÓN","19,00 %","$ 116.455,01","2022-06-07"]
[101075,"SistContraIncendioListadoUL/FMTurbinVert(BMX2aEtap","UN","EQUIPOS ESPECIALES","6555555555 - IDRD - MENOR VALOR   DE COTIZACIONES","19,00 %","$ 171.719.202,00","2019-03-09"]
[101896,"SistDesinfeccUltraviolet60m³/h220V50HzCRDC-Cometas","UN","PISCINAS","77777777777 - CONTRATO CONSULTORIA CEFE COMETAS","19,00 %","$ 4.900.000,00","2019-04-24"]
[3378,"SISTEMA ANTENA COMUNAL - SALIDA","UN","T.V.",null,"0,00 %","0,00"]
[108429,"SISTEMA CFP TIPO II 67602-00 DE CUB-PISCINAS","UN","ELEMENTOS DE SEGURIDAD",null,"0,00 %","0,00"]
[108428,"SISTEMA CFP TIPO II 67602-00 DE LATCHWAYS","UN","ELEMENTOS DE SEGURIDAD",null,"0,00 %","0,00"]
[107810,"SISTEMA DE ARRANQUE, PARADA Y CONTROL","UN","EQUIPOS PARA COCINA",null,"0,00 %","0,00"]
[12651,"sistema de calderas gas 2´9000,000 BTU/H ","UN","PISCINAS","666665454444 - IDRD - MENOR PRECIO DE COTIZACIONES","19,00 %","$ 117.347.698,01","2020-07-21"]
[12752,"Sistema de Control de Iluminación - Show de Luces Tecnología DALI - DMX - El Campin","UN","LAMPARAS","6555555555 - IDRD - MENOR VALOR   DE COTIZACIONES","19,00 %","$ 230.664.483,00","2021-02-06"]
[105999,"SISTEMA DE DETECCIÓN DE ARRANQUE EN FALSO","JGO","EQUIPOS ATLETISMO",null,"0,00 %","0,00"]
[108824,"SISTEMA DE DETECCIÓN DE INCENDIO","GL","CITOFONIA","89585454444 - CONTRATO CONSULTORIA CDRC 2","19,00 %","$ 124.564.213,39","2019-12-03"]
[101899,"Sistema de Liberación de Vacio - CRDC-Cometas","UN","PISCINAS","77777777777 - CONTRATO CONSULTORIA CEFE COMETAS","19,00 %","$ 3.200.000,00","2019-04-25"]
[107624,"SISTEMA DE MONITOREO, CONTROL Y DOSIFICACION DE PR","UN","PISCINAS",null,"0,00 %","0,00"]
[102366,"SISTEMA DE PARTIDOR Y CONTROL S8 bicicros","UN","MISCELANEA","6555555555 - IDRD - MENOR VALOR   DE COTIZACIONES","19,00 %","$ 122.840.410,00","2019-07-16"]
[105160,"SISTEMA DE PRESION (Motobomba 10HP) Instal. y sumi","UN","EQUIPOS PRESION Y BOMBAS",null,"0,00 %","0,00"]
[10633,"Sistema de riego por goteo automatizado ","M2","JARDINERIA Y GRAMAS","860061089 - IDRD - PROYECCIÓN","19,00 %","$ 32.165,00","2023-03-29"]
[12935,"SISTEMA DE SEGURIDAD DE LIBERACION DE VACIO - STINGL-SR 500","UN","PISCINAS","860061089 - IDRD - PROYECCIÓN","19,00 %","$ 4.867.746,00","2022-01-31"]
[107429,"SISTEMA DE TRANSFERENCIA MOTORIZADO","UN","INST. ELECTRICAS",null,"0,00 %","0,00"]
[102154,"SISTEMA DOSIFICACIÓN Y CONTROL ORP CEFE COMETAS","GL","PISCINAS","77777777777 - CONTRATO CONSULTORIA CEFE COMETAS","19,00 %","$ 17.000.000,01","2019-07-08"]
[102369,"Sistema DrenajeSitedrain6012Syntex(Sumnistro)","ML","GEOSINTETICOS","565555521 - SYNTEX  GEOSYNTHETICS -COLOMBIA","19,00 %","$ 65.846,00","2019-07-17"]
[105998,"SISTEMA ELECTRÓNICO DE MARCADORES Y MEDIDOR DE CAR","JGO","EQUIPOS ATLETISMO",null,"0,00 %","0,00"]
[105996,"SISTEMA ELECTRÓNICO FOTO FINISH+CRONOMET AUTOMÁTIC","JGO","EQUIPOS ATLETISMO",null,"0,00 %","0,00"]
[101577,"SISTEMA GRADERIA RETRACTIL(90puestos) CEFE COMETAS","UN","CARPINTERIA METALICA","77777777777 - CONTRATO CONSULTORIA CEFE COMETAS","19,00 %","$ 315.414.775,00","2019-09-20"]
[105181,"SISTEMA INST.VALVULA ANIBAND.ENTRADA SUPER.CROMO S","UN","ACCESORIOS HIDROSANITARIOS","860061089 - IDRD - PROYECCIÓN","19,00 %","$ 288.853,00","2020-01-13"]
[108783,"SistemaCloraciónTipoWardenConAutomatizS/EspeciCDRC","UN","PISCINAS",null,"0,00 %","0,00"]
[108879,"SistemaCubreLosas+Perfil a la VistaAluminio(S/Desc","M2","PUERTAS Y VENTANAS ALUM Y LAM",null,"0,00 %","0,00"]
[108883,"SistemaFachadaPisotechoNS25-8+PerfilAlumAnoniz(S/D","M2","PUERTAS Y VENTANAS ALUM Y LAM",null,"0,00 %","0,00"]
[108885,"SistemaFachadaPisotechoNS25-8+PerfilAlumVid4+4(S/D","M2","PUERTAS Y VENTANAS ALUM Y LAM",null,"0,00 %","0,00"]
[107741,"Slodadura grandes diametros","UN","INST. HIDRAUL/SANIT. Y LAMINAS",null,"0,00 %","0,00"]
[107862,"SMITH MACHINE (Smith Machine)","UN","MOBILIARIO URBANO Y SEÑALIZAC.",null,"0,00 %","0,00"]
[12533,"SMITH MACHINE (SMITH) OSSM FUERZA","UN","DOTACION GIMNASIOS CEFE","125457845 - FITNESS MARKET","19,00 %","$ 15.012.086,81","2019-10-23"]
[106547,"SOCKET HALOGENO CABLE SILICONADO GU-10","UN","LAMPARAS",null,"0,00 %","0,00"]
[102856,"SOCKET PARA TUBO T8","UN","LAMPARAS","860061089 - IDRD - PROYECCIÓN","19,00 %","$ 2.245,01","2023-03-27"]
[782,"SOCKET SLIM LINEA NAL","UN","LAMPARAS",null,"0,00 %","0,00"]
[781,"SOCKET TUBO FLUORESCENTE (JG) AVE","UN","LAMPARAS",null,"0,00 %","0,00"]
[3013,"SOCKET TUBO FLUORESCENTE (JG) ENCENDIDO RAPIDO AVE","UN","LAMPARAS",null,"0,00 %","0,00"]
[3014,"SOCKET TUBO SLIM LINE (JG) AVE","UN","LAMPARAS",null,"0,00 %","0,00"]
[105149,"Soda Caustica Kilogramo","KG","MISCELANEA","860061089 - IDRD - PROYECCIÓN","19,00 %","$ 5.524,00","2022-02-09"]
[107923,"SOFA CORRIDO BOOTH","UN","MUEBLES ACCESORIOS",null,"0,00 %","0,00"]
[107415,"SOFTWARE DE MONITOREO PARA CONTROLADORES","UN","SISTEMAS VENTILACION",null,"0,00 %","0,00"]
[102452,"SOGA POLIPROPILENO SÓLIDA CAL 12MM X 20M","ML","FERRETERIA","860061089 - IDRD - PROYECCIÓN","19,00 %","$ 1.838,00","2022-01-30"]
[102121,"SOGA TRENZADA POLIPROPILENO 12.7MM X 15M FIXSER","ML","MISCELANEA","860061089 - IDRD - PROYECCIÓN","19,00 %","$ 2.563,00","2022-02-09"]
[10671,"SOLANUM LAXUM (MANTO DE MARIA)","UN","FACHADAS","860061089 - IDRD - PROYECCIÓN","19,00 %","$ 5.466,00","2023-03-29"]
[104133,"SOLDADOR + PREST. IDRD","DD","SUELDOS Y JORNALES","860.001.498-9 - CONSTRUDATA","0,00 %","$ 158.272,00","2022-06-08"]
[105850,"SOLDADURA  7018 - 3/16\"","KG","FERRETERIA","8956232 - IDRD - MEDIA ARMONICA COTIZACIONES","19,00 %","$ 24.193,00","2023-03-22"]
[108492,"Soldadura  grandes diametros PVC-P-RDE-21Ø10\"","UN","INST. HIDRAUL/SANIT. Y LAMINAS",null,"0,00 %","0,00"]
[101711,"SOLDADURA 1/8\" Ref. 7018","KG","FERRETERIA","8956232 - IDRD - MEDIA ARMONICA COTIZACIONES","19,00 %","$ 22.885,00","2023-03-16"]
[101916,"Soldadura 6011 diametro de 1/8","KG","MISCELANEA","8956232 - IDRD - MEDIA ARMONICA COTIZACIONES","19,00 %","$ 8.333,00","2019-05-17"]
[104599,"SOLDADURA CAD WELD 115Gr (TIRO/CARGA)","UN","CAJAS, ARMARIOS, TABLEROS","860061089 - IDRD - PROYECCIÓN","19,00 %","$ 17.456,00","2023-03-24"]
[101487,"Soldadura cad well 115 gr","LB","CAJAS, ARMARIOS, TABLEROS","860061089 - IDRD - PROYECCIÓN","19,00 %","$ 24.757,00","2023-03-29"]
[842,"SOLDADURA CPVC A/CALIENTE ¼ GL  S/NORMA ICONTEC","UN","REGISTROS Y CHEQUES","8956232 - IDRD - MEDIA ARMONICA COTIZACIONES","19,00 %","$ 103.857,00","2023-03-09"]
[3973,"SOLDADURA DE 1/8 Electrica Ref. 6010","KG","FERRETERIA","555555555555 - IDRD - MEDIANA DE COTIZACIONES","19,00 %","$ 23.500,00","2023-03-16"]
[101163,"SOLDADURA DE 3/32 Ref. 6013","KG","FERRETERIA","8956232 - IDRD - MEDIA ARMONICA COTIZACIONES","19,00 %","$ 19.410,99","2023-03-16"]
[10660,"SOLDADURA DE ARCO  6013","KG","ACCESORIOS TUBERIA SUBTERRANEA","555555555555 - IDRD - MEDIANA DE COTIZACIONES","19,00 %","$ 17.943,00","2022-05-10"]
[108286,"SOLDADURA DE PLATA","LB","SISTEMAS VENTILACION","89585454444 - CONTRATO CONSULTORIA CDRC 2","19,00 %","$ 31.200,00","2019-09-27"]
[101010,"SOLDADURA ELECTRICA DE 1/8 Ref. E-6013","KG","FERRETERIA","8956232 - IDRD - MEDIA ARMONICA COTIZACIONES","19,00 %","$ 17.271,01","2023-03-16"]
[104040,"Soldadura epóxica de dos componentes (EPOTOC L - S","KG","ADITIVOS. MORTEROS","860061089 - IDRD - PROYECCIÓN","19,00 %","$ 77.664,01","2023-03-28"]
[100049,"Soldadura estaño  Plata","KG","PERFILES Y DIVISIONES","860061089 - IDRD - PROYECCIÓN","19,00 %","$ 209.084,00","2023-03-29"]
[106281,"SOLDADURA ESTAÑO(95%)-PLATA(5%)","LB","FERRETERIA","555555555555 - IDRD - MEDIANA DE COTIZACIONES","19,00 %","$ 88.312,01","2023-03-22"]
[104199,"SOLDADURA EXOTERMICA 115 GRS (TIRO)","UN","FERRETERIA Y HERRAMIENTAS","860061089 - IDRD - PROYECCIÓN","19,00 %","$ 17.216,00","2022-01-30"]
[106622,"SOLDADURA EXOTERMICA 150 GRS (TIRO)","UN","CORTACIRCUITOS",null,"0,00 %","0,00"]
[106625,"SOLDADURA EXOTERMICA 90 GRS (TIRO)","UN","CORTACIRCUITOS",null,"0,00 %","0,00"]
[107764,"Soldadura G-diamerostCPVC-P-Sch-80Ø8\"PiscOlimpica","UN","INST. HIDRAUL/SANIT. Y LAMINAS",null,"0,00 %","0,00"]
[107758,"Soldadura G-diametCPVC-P-Sch-80Ø6\"CuartMaq.PiscRec","UN","INST. HIDRAUL/SANIT. Y LAMINAS",null,"0,00 %","0,00"]
[107756,"Soldadura G-diametCPVC-P-Sch-80Ø6\"Perim.PiscOlimpi","UN","INST. HIDRAUL/SANIT. Y LAMINAS",null,"0,00 %","0,00"]
[107759,"Soldadura G-diametCPVC-P-Sch-80Ø6\"PerimPiscRecreat","UN","INST. HIDRAUL/SANIT. Y LAMINAS",null,"0,00 %","0,00"]
[107749,"Soldadura G-diametPVC-P-RDE-21Ø10\"CurtMaqPiscOlimp","UN","INST. HIDRAUL/SANIT. Y LAMINAS",null,"0,00 %","0,00"]
[107744,"Soldadura G-diamet-PVC-P-RDE-21Ø6\"CuarMaqPiscOlimp","UN","INST. HIDRAUL/SANIT. Y LAMINAS",null,"0,00 %","0,00"]
[107748,"Soldadura G-diametPVC-P-RDE-21Ø8\"Curt.Maq.PiscOlim","UN","INST. HIDRAUL/SANIT. Y LAMINAS",null,"0,00 %","0,00"]
[107745,"Soldadura G-diametPVC-P-RDE-21Ø8\"Curt.Maq.PiscRecr","UN","INST. HIDRAUL/SANIT. Y LAMINAS",null,"0,00 %","0,00"]
[107740,"Soldadura G-diametroPVC-P-RDE-21Ø6\"Perim Pisc.Olim","UN","INST. HIDRAUL/SANIT. Y LAMINAS",null,"0,00 %","0,00"]
[107754,"Soldadura G-diametrosCPVC-P-Sch-80Ø6\"PiscOlimpica","UN","INST. HIDRAUL/SANIT. Y LAMINAS",null,"0,00 %","0,00"]
[107736,"Soldadura grandes diametros PVC-P-RDE-21Ø6\"","UN","INST. HIDRAUL/SANIT. Y LAMINAS",null,"0,00 %","0,00"]
[107739,"Soldadura grandes diametrosPVC-P-RDE-21Ø6\"Recreati","UN","INST. HIDRAUL/SANIT. Y LAMINAS",null,"0,00 %","0,00"]
[102849,"SOLDADURA INOX 308- 1/8 WEST ARCO**","KG","FERRETERIA",null,"0,00 %","0,00"]
[105638,"SOLDADURA MIG (0.35) ROLLO DE 15 KG","KG","FERRETERIA",null,"0,00 %","0,00"]
[3810,"SOLDADURA PARA COBRE (AL 0%)","LB","INST. DE GAS","860061089 - IDRD - PROYECCIÓN","19,00 %","$ 120.772,01","2023-03-29"]
[106416,"SOLDADURA PISO VINILO","ML","ENCHAPES,PISOS,ALFOMBRAS,PAPEL",null,"0,00 %","0,00"]
[841,"SOLDADURA PVC LIQUIDA  ¼ GL- S/NORMA ICONTEC","UN","REGISTROS Y CHEQUES","8956232 - IDRD - MEDIA ARMONICA COTIZACIONES","19,00 %","$ 98.571,00","2023-03-09"]
[7001,"SOLDADURA PVC LIQUIDA  1/16 GL S/NORMA ICONTEC","UN","REGISTROS Y CHEQUES",null,"0,00 %","0,00"]
[101828,"SOLDADURA PVC LIQUIDA  1/64 S/NORMA ICONTEC","UN","REGISTROS Y CHEQUES",null,"0,00 %","0,00"]
[105507,"SOLIDOS DISUELTOS TOTALES","UN","ENSAYOS DE LABORATORIO",null,"0,00 %","0,00"]
[105506,"SOLIDOS SUSPENDIDOS TOTALES","UN","ENSAYOS DE LABORATORIO",null,"0,00 %","0,00"]
[13003,"Sonda Destapador de Cañería para Taladro mínimo 6 metros (Precio Max 150.000, incluye accesorios par","UN","FERRETERIA Y HERRAMIENTAS","860061089 - IDRD - PROYECCIÓN","19,00 %","$ 90.939,00","2022-01-27"]
[103214,"SONDA PARA CABLEAR 1/8X15M","UN","INST. ELECTRICAS",null,"0,00 %","0,00"]
[103399,"SONDA PARA CABLEAR 2X16X15M","UN","INST. ELECTRICAS","860061089 - IDRD - PROYECCIÓN","19,00 %","$ 27.296,01","2023-03-24"]
[12994,"Sopladora 16000 RPM para limpieza equipos electrónicos","UN","FERRETERIA Y HERRAMIENTAS","860061089 - IDRD - PROYECCIÓN","19,00 %","$ 330.165,00","2022-01-27"]
[103374,"Soplete + Cilindro a gas","DD","EQUIPOS DE AIRE",null,"0,00 %","0,00"]
[102313,"Soplete a gas","DD","EQUIPOS DE AIRE",null,"0,00 %","0,00"]
[102724,"Soplete a gas para calentar 3 boquillas (Discover)","UN","EQUIPOS DE AIRE",null,"0,00 %","0,00"]
[107539,"SOPO-ACERO INOXI TIPO MECANOCPVC-P-Sch-80Ø11/2\"","UN","INST. HIDRAUL/SANIT. Y LAMINAS",null,"0,00 %","0,00"]
[107676,"SOPO-ACERO INOXI TIPO MECANOCPVC-P-Sch-80Ø2\"","UN","INST. HIDRAUL/SANIT. Y LAMINAS",null,"0,00 %","0,00"]
[107678,"SOPO-ACERO INOXI TIPO MEC-CPVC-P-Sch-80Ø2\"PiscOlim","UN","INST. HIDRAUL/SANIT. Y LAMINAS",null,"0,00 %","0,00"]
[108141,"SOPORTE ACERO INOXIDABLE LINEA DE VIDA","UN","ELEMENTOS DE SEGURIDAD",null,"0,00 %","0,00"]
[107248,"SOPORTE ANTISISMICO (CUATRO VIAS) 6\"","UN","RED CONTRA INCENDIO",null,"0,00 %","0,00"]
[107243,"SOPORTE ANTISISMICO LATERAL (DOS VIAS) 2 1/2\"","UN","RED CONTRA INCENDIO",null,"0,00 %","0,00"]
[107245,"SOPORTE ANTISISMICO LATERAL (DOS VIAS) 4\"","UN","RED CONTRA INCENDIO",null,"0,00 %","0,00"]
[107247,"SOPORTE ANTISISMICO LATERAL (DOS VIAS) 6\"","UN","RED CONTRA INCENDIO",null,"0,00 %","0,00"]
[107242,"SOPORTE ANTISISMICO LONGITUDINAL (DOS VIAS) 2 1/2\"","UN","RED CONTRA INCENDIO",null,"0,00 %","0,00"]
[107244,"SOPORTE ANTISISMICO LONGITUDINAL (DOS VIAS) 4\"","UN","RED CONTRA INCENDIO",null,"0,00 %","0,00"]
[107246,"SOPORTE ANTISISMICO LONGITUDINAL (DOS VIAS) 6\"","UN","RED CONTRA INCENDIO",null,"0,00 %","0,00"]
[107455,"Soporte Corchera Acero Inox para cordel piscina","UN","PISCINAS","562221312 - IDRD - VALOR CIO AJUSTADO","19,00 %","$ 354.023,00","2020-12-29"]
[12820,"Soporte de piso tipo pedestal para extintor","UN","EQUIPO DE SEGURIDAD INDUSTRIAL","860061089 - IDRD - PROYECCIÓN","19,00 %","$ 40.136,00","2022-02-04"]
[107483,"SOPORTE DENH SNAP","UN","INST. ELECTRICAS",null,"0,00 %","0,00"]
[107869,"SOPORTE DOMINADAS Y FONDOS","UN","MOBILIARIO URBANO Y SEÑALIZAC.",null,"0,00 %","0,00"]
[12519,"SOPORTE DOMINADAS Y FONDOS (chin/Dip/Leg Raise(Levantamiento de piernas)) CARDIO","UN","DOTACION GIMNASIOS CEFE","125457845 - FITNESS MARKET","19,00 %","$ 9.058.392,00","2019-11-05"]
[103002,"SOPORTE EN ANGULO 1X1/8\"PARA LAMPARA","UN","INST. ELECTRICAS","860.061.099.1 - IDRD","19,00 %","$ 3.344,99","2019-03-13"]
[2857,"SOPORTE P/BANDEJA PORTA CAB","UN","CABLEADO ESTRUCTURADO","860061089 - IDRD - PROYECCIÓN","19,00 %","$ 116.543,00","2022-01-28"]
[105029,"SOPORTE PARA BARRAJE DE 500AMP","UN","APARATOS ELECTRICOS","860061089 - IDRD - PROYECCIÓN","19,00 %","$ 21.568,00","2023-03-28"]
[102853,"SOPORTE PARA LAMPARA EUROPEA","UN","INST. ELECTRICAS",null,"0,00 %","0,00"]
[106461,"Soporte para Plataforma juegos infantiles (Sum)","UN","MOBILIARIO PARQUES",null,"0,00 %","0,00"]
[12604,"SOPORTE SISMORESISTENTE 1 1/2\" DOS VIAS LONGITUDINAL","UN","RED CONTRA INCENDIO",null,"19,00 %","$ 64.130,00","2020-05-13"]
[12606,"SOPORTE SISMORESISTENTE 2 1/2\" DOS VIAS LONGITUDINAL","UN","RED CONTRA INCENDIO","8956232 - IDRD - MEDIA ARMONICA COTIZACIONES","19,00 %","$ 84.192,00","2020-05-13"]
[12605,"SOPORTE SISMORESISTENTE 2 1/2\" DOS VIAS TRANSVERSAL","UN","RED CONTRA INCENDIO","8956232 - IDRD - MEDIA ARMONICA COTIZACIONES","19,00 %","$ 66.788,00","2020-05-13"]
[12608,"SOPORTE SISMORESISTENTE 3\" DOS VIAS LONGITUDINAL","UN","RED CONTRA INCENDIO","8956232 - IDRD - MEDIA ARMONICA COTIZACIONES","19,00 %","$ 91.391,00","2020-05-13"]
[12607,"SOPORTE SISMORESISTENTE 3\" DOS VIAS TRANSVERSAL","UN","RED CONTRA INCENDIO","8956232 - IDRD - MEDIA ARMONICA COTIZACIONES","19,00 %","$ 70.013,00","2020-05-13"]
[12609,"SOPORTE SISMORESISTENTE 4\" CUATRO VIAS","UN","RED CONTRA INCENDIO","8956232 - IDRD - MEDIA ARMONICA COTIZACIONES","19,00 %","$ 50.234,01","2020-05-13"]
[102666,"Soporte/costadoFrestandingCollrolled+Pin-Elec(S+I)","UN","MISCELANEA",null,"0,00 %","0,00"]
[107653,"SOPORTERIA  AC-INOXI T-MECANO 2\"CuartMaqPiscOlimpi","UN","INST. HIDRAUL/SANIT. Y LAMINAS",null,"0,00 %","0,00"]
[107680,"SOPORTERIA ACERO INOX TIPO MECANO-21/2\"PiscRecreat","UN","INST. HIDRAUL/SANIT. Y LAMINAS",null,"0,00 %","0,00"]
[107681,"SOPORTERIA ACERO INOX TIPO MECANO-3\" PiscRecreat","UN","INST. HIDRAUL/SANIT. Y LAMINAS",null,"0,00 %","0,00"]
[107689,"SOPORTERIA ACERO INOX TIPO MECANO-6\"CM PisRecrea","UN","INST. HIDRAUL/SANIT. Y LAMINAS",null,"0,00 %","0,00"]
[107628,"SOPORTERIA ACERO INOXI TIPO MECANO  1\"CM P-Recreat","UN","INST. HIDRAUL/SANIT. Y LAMINAS",null,"0,00 %","0,00"]
[107684,"SOPORTERIA ACERO INOXTIPO MECANO-4\"PiscinaOlimpica","UN","INST. HIDRAUL/SANIT. Y LAMINAS",null,"0,00 %","0,00"]
[107630,"SOPORTERIA ACERO INOXTipoMECANO1\"CuartMaqPiscOlimp","UN","INST. HIDRAUL/SANIT. Y LAMINAS",null,"0,00 %","0,00"]
[107650,"SOPORTERIA AC-INOX TIPO MECANO 2\"CuartMaqPiscRecre","UN","INST. HIDRAUL/SANIT. Y LAMINAS",null,"0,00 %","0,00"]
[107687,"SOPORTERIA A-INOX T-MECCPVC-P-Sch-80Ø4\"CuarMaqPisR","UN","INST. HIDRAUL/SANIT. Y LAMINAS",null,"0,00 %","0,00"]
[108032,"SOPORTERIA EN ACERO INOXIDABLE TIPO ,MECANO 4\"","UN","INST. HIDRAUL/SANIT. Y LAMINAS",null,"0,00 %","0,00"]
[107538,"SOPORTERIA EN ACERO INOXIDABLE TIPO MECANO  1\"","UN","INST. HIDRAUL/SANIT. Y LAMINAS",null,"0,00 %","0,00"]
[107635,"SOPORTERIA EN ACERO INOXIDABLE TIPO MECANO 11/2\"","UN","INST. HIDRAUL/SANIT. Y LAMINAS",null,"0,00 %","0,00"]
[107641,"SOPORTERIA EN ACERO INOXIDABLE TIPO MECANO 2\"","UN","INST. HIDRAUL/SANIT. Y LAMINAS",null,"0,00 %","0,00"]
[107701,"SOPORTERIA EN ACERO INOXIDABLE TIPO MECANO 21/2\"","UN","INST. HIDRAUL/SANIT. Y LAMINAS",null,"0,00 %","0,00"]
[107705,"SOPORTERIA EN ACERO INOXIDABLE TIPO MECANO 21/2\"A","UN","INST. HIDRAUL/SANIT. Y LAMINAS",null,"0,00 %","0,00"]
[107710,"SOPORTERIA EN ACERO INOXIDABLE TIPO MECANO 3\"","UN","INST. HIDRAUL/SANIT. Y LAMINAS",null,"0,00 %","0,00"]
[107707,"SOPORTERIA EN ACERO INOXIDABLE TIPO MECANO 3\" A","UN","INST. HIDRAUL/SANIT. Y LAMINAS",null,"0,00 %","0,00"]
[107714,"SOPORTERIA EN ACERO INOXIDABLE TIPO MECANO 3\" B","UN","INST. HIDRAUL/SANIT. Y LAMINAS",null,"0,00 %","0,00"]
[107716,"SOPORTERIA EN ACERO INOXIDABLE TIPO MECANO 3\" C","UN","INST. HIDRAUL/SANIT. Y LAMINAS",null,"0,00 %","0,00"]
[107718,"SOPORTERIA EN ACERO INOXIDABLE TIPO MECANO 3\" D","UN","INST. HIDRAUL/SANIT. Y LAMINAS",null,"0,00 %","0,00"]
[107762,"SOPORTERIA EN ACERO INOXIDABLE TIPO MECANO 6\"","UN","INST. HIDRAUL/SANIT. Y LAMINAS",null,"0,00 %","0,00"]
[107675,"SOPORTERIA EN ACERO INOXIDABLE TIPO MECANO Ø10\"","UN","INST. HIDRAUL/SANIT. Y LAMINAS",null,"0,00 %","0,00"]
[107534,"SOPORTERIA EN ACERO INOXIDABLE TIPO MECANO Ø6\" A","UN","INST. HIDRAUL/SANIT. Y LAMINAS",null,"0,00 %","0,00"]
[107670,"SOPORTERIA EN ACERO INOXIDABLE TIPO MECANO Ø6\" B","UN","INST. HIDRAUL/SANIT. Y LAMINAS",null,"0,00 %","0,00"]
[107672,"SOPORTERIA EN ACERO INOXIDABLE TIPO MECANO Ø6\" C","UN","INST. HIDRAUL/SANIT. Y LAMINAS",null,"0,00 %","0,00"]
[107673,"SOPORTERIA EN ACERO INOXIDABLE TIPO MECANO Ø6\" D","UN","INST. HIDRAUL/SANIT. Y LAMINAS",null,"0,00 %","0,00"]
[107669,"SOPORTERIA EN ACERO INOXIDABLE TIPO MECANO Ø6\" E","UN","INST. HIDRAUL/SANIT. Y LAMINAS",null,"0,00 %","0,00"]
[107674,"SOPORTERIA EN ACERO INOXIDABLE TIPO MECANO Ø8\"","UN","INST. HIDRAUL/SANIT. Y LAMINAS",null,"0,00 %","0,00"]
[108493,"SOPORTERIA EN ACERO INOXIDABLE TIPO MECANO-10\"PO","UN","INST. HIDRAUL/SANIT. Y LAMINAS",null,"0,00 %","0,00"]
[108031,"SOPORTERIA EN ACERO INOXIDABLE TIPO MECANO-2\"PO","UN","INST. HIDRAUL/SANIT. Y LAMINAS","47874222222 - CONTRATO CONSULTORIA CDRC 1","19,00 %","$ 2.259,00","2019-12-03"]
[107682,"SOPORTERIA EN ACERO INOXIDABLE TIPO MECANO-3po","UN","INST. HIDRAUL/SANIT. Y LAMINAS",null,"0,00 %","0,00"]
[107683,"SOPORTERIA EN ACERO INOXIDABLE TIPO MECANO-4\"","UN","INST. HIDRAUL/SANIT. Y LAMINAS",null,"0,00 %","0,00"]
[107693,"SOPORTERIA EN ACERO INOXIDABLE TIPO MECANO-4\"PR","UN","INST. HIDRAUL/SANIT. Y LAMINAS",null,"0,00 %","0,00"]
[107688,"SOPORTERIA EN ACERO INOXIDABLE TIPO MECANO-6\"","UN","INST. HIDRAUL/SANIT. Y LAMINAS",null,"0,00 %","0,00"]
[107690,"SOPORTERIA EN ACERO INOXIDABLE TIPO MECANO-6\"PO","UN","INST. HIDRAUL/SANIT. Y LAMINAS",null,"0,00 %","0,00"]
[107694,"SOPORTERIA EN ACERO INOXIDABLE TIPO MECANO-8\"CM","UN","INST. HIDRAUL/SANIT. Y LAMINAS",null,"0,00 %","0,00"]
[107692,"SOPORTERIA EN ACERO INOXIDABLE TIPO MECANO-8\"PO","UN","INST. HIDRAUL/SANIT. Y LAMINAS",null,"0,00 %","0,00"]
[108658,"SPACE UTILIZATION EDGE","UN","MISCELANEA",null,"0,00 %","0,00"]
[103163,"SPLITER DE DERIVACIÓN. TV (1 ENTRAD. 2 SALIDAS)","UN","CABLES",null,"0,00 %","0,00"]
[102122,"SPLITTER HDMI 1X2 4K 1 ENTRADA 2 SALIDAS","UN","MISCELANEA","666665454444 - IDRD - MENOR PRECIO DE COTIZACIONES","19,00 %","$ 46.700,00","2019-07-08"]
[102416,"SPLITTER HDMI 1X2 4K 1 ENTRADA 2 SALIDAS","UN","FERRETERIA","860061089 - IDRD - PROYECCIÓN","19,00 %","$ 52.457,00","2022-01-30"]
[107547,"Spool 0,80m tubo ø10\"a inox ASPIRADO+LIBERAC Vacio","UN","PISCINAS",null,"0,00 %","0,00"]
[107627,"SPOOL CALEFACCION 85cm tubo de ø6\" acero inox","UN","PISCINAS",null,"0,00 %","0,00"]
[107543,"Spool Filtración 8.5m, tubo ø10\" en acero inox Pis","UN","PISCINAS",null,"0,00 %","0,00"]
[783,"STARTER 40 W","UN","INST. ELECTRICAS",null,"0,00 %","0,00"]
[107890,"STEP DECK – BANCO","UN","MOBILIARIO URBANO Y SEÑALIZAC.",null,"0,00 %","0,00"]
[107133,"step ligth de empotrar en pared theblockoflight","UN","LAMPARAS",null,"0,00 %","0,00"]
[105752,"STIKERS(22x15CM)S/Des\"Puntos de Comida Estadio","UN","AVISOS Y VALLAS",null,"0,00 %","0,00"]
[107967,"Stopper protector activador manual (Sin sonido9","UN","APARATOS ELECTRICOS","555555555555 - IDRD - MEDIANA DE COTIZACIONES","19,00 %","$ 213.010,00","2019-03-08"]
[108862,"STRAP 1 1/2 x 1\"","UN","MISCELANEA",null,"0,00 %","0,00"]
[107169,"STRAP 1 1/4 x 1\"","UN","RED CONTRA INCENDIO",null,"0,00 %","0,00"]
[106257,"STRAP 11/2”X1”X11/4”","UN","ACCESORIOS HIDROSANITARIOS",null,"0,00 %","0,00"]
[107167,"STRAP 2 1/2 x 1\"","UN","RED CONTRA INCENDIO",null,"0,00 %","0,00"]
[108861,"STRAP 2 x 1\"","UN","MISCELANEA",null,"0,00 %","0,00"]
[106256,"STRAP 2”X1”X11/4”","UN","ACCESORIOS HIDROSANITARIOS",null,"0,00 %","0,00"]
[101507,"Strip general 50 pares","UN","APARATOS ELECTRICOS",null,"0,00 %","0,00"]
[102172,"Subbase Granular Reciclada Tipo-A","M3","AGREGADOS","66665555555 - IDRD - MEDIA ARITMETICA DE COTIZACIONES","19,00 %","$ 56.723,00","2019-07-17"]
[104372,"SUBBASE GRANULAR SBG-1/SBG-2 (INVIAS) + Transp.","M3","AGREGADOS CONCRETOS Y MORTEROS","8956232 - IDRD - MEDIA ARMONICA COTIZACIONES","19,00 %","$ 79.263,00","2019-03-07"]
[105266,"SUBE Y BAJA PARA GIMNASIO CANINO (SUM+TRA","UN","MOBILIARIO PARQUES","860061089 - IDRD - PROYECCIÓN","19,00 %","$ 2.666.319,00","2022-12-28"]
[105202,"SUBESTACION PEDESTAL 75 KVA-11.4-208/110V","UN","SUBESTACION",null,"0,00 %","0,00"]
[108960,"SUCCION ANTIVORTICE 8\"","UN","INST. HIDRAUL/SANIT. Y LAMINAS",null,"0,00 %","0,00"]
[105781,"Succión y Disposición de Resíduos y Lodos Pozo Séptico","KG","INST. HIDRAUL/SANIT. Y LAMINAS","860061089 - IDRD - PROYECCIÓN","19,00 %","$ 273,00","2022-06-06"]
[101486,"SUELO ARTIFIC. FAVIGEL MEJORAM PUESTA A TIERRA-25K","UN","APARATOS ELECTRICOS","860061089 - IDRD - PROYECCIÓN","19,00 %","$ 181.356,00","2023-03-24"]
[109032,"Sujetador Alambron","UN","INST. ELECTRICAS",null,"0,00 %","0,00"]
[105153,"Sulfato de Aluminio x Kilogramo","KG","MISCELANEA","860061089 - IDRD - PROYECCIÓN","19,00 %","$ 2.746,00","2022-02-09"]
[103969,"Sum + Inst  totalizador 3 x 50-3x100A","UN","MISCELANEA",null,"0,00 %","0,00"]
[103961,"Sum + Inst bombilla  1000 W Metal Halide","UN","MISCELANEA",null,"0,00 %","0,00"]
[103956,"Sum + Inst bombilla 1000 W Sodio","UN","MISCELANEA",null,"0,00 %","0,00"]
[103953,"Sum + Inst bombilla 125 W Sodio","UN","MISCELANEA",null,"0,00 %","0,00"]
[103954,"Sum + Inst bombilla 250 W Sodio","UN","MISCELANEA",null,"0,00 %","0,00"]
[103955,"Sum + Inst bombilla 400 W Sodio","UN","MISCELANEA",null,"0,00 %","0,00"]
[103952,"Sum + Inst bombilla 70 W Sodio","UN","MISCELANEA",null,"0,00 %","0,00"]
[103689,"SUM + INST TOPE  PARA PUERTA VIDRIO TEMPLADO 10mm","UN","MISCELANEA",null,"0,00 %","0,00"]
[103723,"SUM E INST  ACOPLE FLEXIBLE METALICO (LAV)","UN","MISCELANEA","555555555555 - IDRD - MEDIANA DE COTIZACIONES","19,00 %","$ 14.300,00","2019-03-06"]
[103982,"SUM E INST DE GUARDA ESCOBAS 75mm PVC COLOR NEGRO","ML","MISCELANEA",null,"0,00 %","0,00"]
[13052,"SUM E INST LAVAMANOS EN L EN ACERO INOXIDABLE MEDIDAS 0,9X0,5X,92","UN","MUEBLES ACCESORIOS","860061089 - IDRD - PROYECCIÓN","19,00 %","$ 1.115.479,00","2022-01-30"]
[109146,"SUM PEGANTE POLIURETANO","GLN","Pisos",null,"0,00 %","0,00"]
[102267,"Sum Transp  Instal Sistema Detecc Humo archivo","UN","APARATOS ELECTRICOS",null,"0,00 %","0,00"]
[108040,"Sum.+ Inst de la plantilla en plotter de corte y aplicación pintura color negro serie 36 SIKA muro","M2","AVISOS Y VALLAS","47874222222 - CONTRATO CONSULTORIA CDRC 1","19,00 %","$ 108.000,00","2019-12-23"]
[105903,"Sum/Inst Puerta tub.cuad1 1/2\"-4\"x1 1/2\"(2.4x1.8m)","UN","CARPINTERIA METALICA",null,"0,00 %","0,00"]
[103967,"Sum+ Inst caja de inspección eléctrica, tipo Coden","UN","MISCELANEA",null,"0,00 %","0,00"]
[103918,"Sum+Ins  sensor iluminación, incluye caja","UN","MISCELANEA",null,"0,00 %","0,00"]
[103932,"Sum+Ins  Switch de 8 puestos categoria 6","UN","MISCELANEA",null,"0,00 %","0,00"]
[103934,"Sum+Ins  Switch de12  puestos categoria 6","UN","MISCELANEA",null,"0,00 %","0,00"]
[103931,"Sum+Ins pach panel de 12 puertos categoria 6","UN","MISCELANEA",null,"0,00 %","0,00"]
[103919,"Sum+Ins salida  ilumin, incluye caja  cable conexn","UN","MISCELANEA",null,"0,00 %","0,00"]
[103910,"Sum+Ins secador de manos, incluye caja","UN","MISCELANEA",null,"0,00 %","0,00"]
[103908,"Sum+Ins toma cantonera, incluye caja","UN","MISCELANEA",null,"0,00 %","0,00"]
[103909,"Sum+Ins toma Video Beam, incluye caja","UN","MISCELANEA",null,"0,00 %","0,00"]
[103928,"Sum+Ins varll polo tier, inclu caj insp30x30, conc","UN","MISCELANEA",null,"0,00 %","0,00"]
[104823,"Sum+Ins.Puerta-Vent.(1.87x3.18m)S/Descripc.Técnica","UN","VENTANERIA",null,"0,00 %","0,00"]
[104822,"Sum+Ins.Puerta-Vent.(2.0x3.34m)S/Descripc.Técnica","UN","VENTANERIA",null,"0,00 %","0,00"]
[103930,"Sum+Insgabinete cerr met 60x60x80 cm incl vent mo","UN","MISCELANEA",null,"0,00 %","0,00"]
[103929,"Sum+Insgabinete cerr met120x60x80 cm incl vent mot","UN","MISCELANEA",null,"0,00 %","0,00"]
[103906,"Sum+Inst  caja de paso 15x15","UN","MISCELANEA",null,"0,00 %","0,00"]
[103905,"Sum+Inst canaleta metl pintura electro10x4cm","ML","MISCELANEA",null,"0,00 %","0,00"]
[103923,"Sum+Inst lampara redonda cerr 1x32W, incluye bomb","UN","MISCELANEA",null,"0,00 %","0,00"]
[103922,"Sum+Inst lampara redonda cerr 2x32W, incluye bomb","UN","MISCELANEA",null,"0,00 %","0,00"]
[103926,"Sum+Inst lampara tipo tortuga 1x16W, incluye bombi","UN","MISCELANEA",null,"0,00 %","0,00"]
[103925,"Sum+Inst lampara tipo tortuga 1x26W, incluye bombi","UN","MISCELANEA",null,"0,00 %","0,00"]
[103924,"Sum+Inst lamparar redonda cerr 1x26W, incluye bomb","UN","MISCELANEA",null,"0,00 %","0,00"]
[103900,"SUM+INST TABLERO 9 CIRCUITOS","UN","MISCELANEA",null,"0,00 %","0,00"]
[103907,"Sum+InsT toma logica senll CAT 6, incluye caja,fac","UN","MISCELANEA",null,"0,00 %","0,00"]
[103698,"sum+inst ventana alum anodz sis 38-31 vid 5mm inco","M2","MISCELANEA",null,"0,00 %","0,00"]
[103697,"sum+inst ventana alum anodz sis 38-31 vid temp 8mm","M2","MISCELANEA",null,"0,00 %","0,00"]
[108933,"SumBancaindivBConcretoConEspaldarEstruAceroPintCDR","UN","MOBILIARIO URBANO Y SEÑALIZAC.",null,"0,00 %","0,00"]
[105755,"SumBancaindivConcretoConEspaldarEstruAceroPintCDRC","UN","MOBILIARIO URBANO Y SEÑALIZAC.",null,"0,00 %","0,00"]
[109057,"SumBancaIndivConcretotRedondaØ=0.45mH=0.43mCDRC","UN","MOBILIARIO URBANO Y SEÑALIZAC.",null,"0,00 %","0,00"]
[101248,"SumBancaPrefabConcreSinEspalL:1.8mA:0.5mH:0.40CDRC","UN","MOBILIARIO URBANO Y SEÑALIZAC.",null,"0,00 %","0,00"]
[109067,"SUMI E INST DE PLANTA IP P/VOZ  500 USU 50 CU","UN","APARATOS ELECTRICOS",null,"0,00 %","0,00"]
[13293,"SUMIDERO NS-47 + REJILLA EN CONCRETO","UN","PREFABRICADOS","6555555555 - IDRD - MENOR VALOR   DE COTIZACIONES","19,00 %","$ 3.205.860,00","2022-10-27"]
[12671,"SUMIDERO PARA CANAL DE DRENAJE PREFABRICADO EN POLYCONCRETO PD-150V D400 L=1M ","UN","PREFABRICADOS","6555555555 - IDRD - MENOR VALOR   DE COTIZACIONES","19,00 %","$ 593.601,00","2020-09-14"]
[101348,"SUMIDERO SL-100","UN","REJILLAS",null,"0,00 %","0,00"]
[101349,"SUMIDERO SL-150","UN","REJILLAS",null,"0,00 %","0,00"]
[101350,"SUMIDERO SL-200","UN","REJILLAS",null,"0,00 %","0,00"]
[571,"SUMIDEROS 30x30   H.F.","UN","REJILLAS",null,"0,00 %","0,00"]
[101203,"SUMIN E INSTAL  DE ARNESES ADULTOS MURO ESCALAR","UN","IMPERMEABIL.,ADITIVOS,QUIMICOS",null,"0,00 %","0,00"]
[101201,"SUMIN E INSTAL  DE ARNESES MURO ESCALAR","UN","IMPERMEABIL.,ADITIVOS,QUIMICOS",null,"0,00 %","0,00"]
[101202,"SUMIN E INSTAL  DE ARNESES NIÑO MURO ESCALAR","UN","IMPERMEABIL.,ADITIVOS,QUIMICOS",null,"0,00 %","0,00"]
[101200,"SUMIN E INSTAL  DE PRESAS MURO ESCALAR","UN","IMPERMEABIL.,ADITIVOS,QUIMICOS",null,"0,00 %","0,00"]
[101199,"SUMIN E INSTAL  MOSQUETONES SENCILLOS MURO ESCALAR","UN","IMPERMEABIL.,ADITIVOS,QUIMICOS",null,"0,00 %","0,00"]
[101196,"SUMIN E INSTAL DE CHAPA MURO ESCALAR","UN","MOBILIARIO PARQUES",null,"0,00 %","0,00"]
[101197,"SUMIN E INSTAL DE CINTA MURO ESCALAR","UN","IMPERMEABIL.,ADITIVOS,QUIMICOS",null,"0,00 %","0,00"]
[101198,"SUMIN E INSTAL DE MAILLONES MURO ESCALAR","UN","IMPERMEABIL.,ADITIVOS,QUIMICOS",null,"0,00 %","0,00"]
[101204,"SUMIN E INSTAL SISTEMA SEGUR. AUTOMÁTICO MURO ESCA","UN","IMPERMEABIL.,ADITIVOS,QUIMICOS",null,"0,00 %","0,00"]
[101205,"SUMIN E INSTAL SISTEMA SEGUR. MANUAL MURO ESCA","UN","IMPERMEABIL.,ADITIVOS,QUIMICOS",null,"0,00 %","0,00"]
[101195,"SUMIN. E INSTAL.CUERDAS DINÁMICAS 50 M MURO ESCALA","UN","IMPERMEABIL.,ADITIVOS,QUIMICOS",null,"0,00 %","0,00"]
[103983,"SUMIN+INSTALACDE BORDE NARIZ(A=5CM;CAIDA=3CM)","ML","MISCELANEA",null,"0,00 %","0,00"]
[108414,"Sumin+Siembra y MtoEspecMayores(Arboles-Palmas)","GL","ARBOLES Y PLANTAS",null,"0,00 %","0,00"]
[108378,"SuminBancaPrefabConcreEspaldL:1.8mA:0.5mH:0.87CDRC","UN","MOBILIARIO URBANO Y SEÑALIZAC.",null,"0,00 %","0,00"]
[104675,"SUMINIS + IINST.CUBIERTA EN MAXBONDde 4mm+perfiler","M2","CUBIERTAS",null,"0,00 %","0,00"]
[108418,"Suminist,Siembra y Mto. Especies en Jardineras.","GL","ARBOLES Y PLANTAS",null,"0,00 %","0,00"]
[101674,"suministro +instalación 1000 m cable control e interconexión","UN","APARATOS ELECTRICOS",null,"0,00 %","0,00"]
[107424,"SUMINISTRO ATRIL PROFESIONAL VOLEIBOLdisdeportes o","UN","VARIOS",null,"0,00 %","0,00"]
[107734,"Suministro carro aspirador metalico ø1,1/2\" (IMPO)","UN","PISCINAS",null,"0,00 %","0,00"]
[107556,"Suministro Cepillo de nylon - Longitud 18\"","UN","PISCINAS","6555555555 - IDRD - MENOR VALOR   DE COTIZACIONES","19,00 %","$ 73.918,00","2020-12-29"]
[107557,"Suministro Cepillo de pared recto para aseo  (IMPO","UN","PISCINAS","6555555555 - IDRD - MENOR VALOR   DE COTIZACIONES","19,00 %","$ 49.642,00","2020-12-29"]
[107668,"SUMINISTRO DE COMBUSTIBLE ACPM","UN","INST. ELECTRICAS",null,"0,00 %","0,00"]
[108122,"SUMINISTRO DE EQUIPO DE CALDERAS - INCLUYE BOMBAS,","UN","INST. HIDRAUL/SANIT. Y LAMINAS",null,"0,00 %","0,00"]
[101575,"SUMINISTRO DE ESTRUCTURA PARA COLOCACION DE LISTON","M2","CIELO RASOS","77777777777 - CONTRATO CONSULTORIA CEFE COMETAS","19,00 %","$ 108.000,00","2019-04-05"]
[12653,"SUMINISTRO DE FUSIBLE TIPO HH DE 16 AMP ","UN","INST. ELECTRICAS","666665454444 - IDRD - MENOR PRECIO DE COTIZACIONES","19,00 %","$ 170.170,00","2020-08-11"]
[12654,"SUMINISTRO DE FUSIBLE TIPÓ HH DE 50 AMP ","UN","INST. ELECTRICAS","666665454444 - IDRD - MENOR PRECIO DE COTIZACIONES","19,00 %","$ 208.726,00","2020-08-11"]
[108136,"SUMINISTRO DE ROCIADOR  TIPO UPRIGHT K=11,2  - QR","UN","INST. HIDRAUL/SANIT. Y LAMINAS",null,"0,00 %","0,00"]
[12886,"Suministro del transformador de pedestal tipo malla, 150 kva, 11400 / 208 -120v.","UN","APARATOS ELECTRICOS","860061089 - IDRD - PROYECCIÓN","19,00 %","$ 27.431.362,00","2022-01-24"]
[107561,"Suministro Diagrama de flujo filtracion - Carteler","UN","APARATOS ELECTRICOS",null,"0,00 %","0,00"]
[105271,"Suministro e instalacion Amplificador de cuatro ca","UN","EQUIPOS ESPECIALES",null,"0,00 %","0,00"]
[12644,"Suministro e Instalacion CHIMENEA EN DUCTO LÁMINA CAL 12 DIAM 26\", ","ML","EQUIPOS ESPECIALES","666665454444 - IDRD - MENOR PRECIO DE COTIZACIONES","19,00 %","$ 2.804.999,00","2020-07-14"]
[12628,"suministro e instalacion de baranda H=1.00M para cerramiento AMBIENTAL ","ML","CARPINTERIA METALICA",null,"0,00 %","0,00"]
[12627,"suministro e instalacion de baranda H=1.00M para cerramiento perimetral ","ML","CARPINTERIA METALICA",null,"0,00 %","0,00"]
[103938,"Suministro e instalación de cable N°4 AWG","UN","MISCELANEA",null,"0,00 %","0,00"]
[12664,"Suministro e Instalacion de Cortaviento en Cristal Laminado Templado ","M2","VIDRIOS Y ESPEJOS","860061089 - IDRD - PROYECCIÓN","19,00 %","$ 226.960,00","2022-02-04"]
[107677,"SUMINISTRO E INSTALACIÓN DE DUCTO TRAMPA DE AIRE","UN","INST. ELECTRICAS",null,"0,00 %","0,00"]
[103939,"Suministro e instalacion de fotocontrol","UN","MISCELANEA",null,"0,00 %","0,00"]
[103940,"Suministro e instalación de fusibles de fotocontro","UN","MISCELANEA",null,"0,00 %","0,00"]
[103927,"Suministro e instalación de lampara autonoma","UN","MISCELANEA",null,"0,00 %","0,00"]
[103936,"Suministro e instalación de organizador horizontal","UN","MISCELANEA",null,"0,00 %","0,00"]
[103935,"Suministro e instalación de organizador vertical","UN","MISCELANEA",null,"0,00 %","0,00"]
[103981,"SUMINISTRO E INSTALACIÓN DE PISO VINILICO","M2","MISCELANEA",null,"0,00 %","0,00"]
[12626,"suministro e instalacion de pisos modulares ","M2","Pisos",null,"0,00 %","0,00"]
[12648,"suministro e instalacion de planta ELÉCTRICA 630 KVA 440 ","GL","INST. ELECTRICAS","666665454444 - IDRD - MENOR PRECIO DE COTIZACIONES","19,00 %","$ 399.140.197,00","2020-07-14"]
[12662,"Suministro e Instalacion de Silla para Salavavidas ","UN","PISCINAS","666665454444 - IDRD - MENOR PRECIO DE COTIZACIONES","19,00 %","$ 3.150.000,00","2020-08-23"]
[107665,"SUMINISTRO E INSTALACION DE TANQUE PRINCIPAL","UN","INST. ELECTRICAS",null,"0,00 %","0,00"]
[12858,"SUMINISTRO E INSTALACIÓN DE TAPA CON MARCO EN LAMINA DE ALFAJOR DE 1*1/8 MM Y 0.45 m2, CON BISAGRA ","UN","CARPINTERIA METALICA","860061089 - IDRD - PROYECCIÓN","19,00 %","$ 314.219,00","2022-01-31"]
[12652,"SUMINISTRO E INSTALACION DE UNA BOMBA PARA PISCINA  RECREATIVA ","UN","PISCINAS","666665454444 - IDRD - MENOR PRECIO DE COTIZACIONES","19,00 %","$ 19.040.000,00","2020-07-21"]
[12615,"Suministro e Instalacion de Vinilo Blackout ","M2","AVISOS Y VALLAS","66665555555 - IDRD - MEDIA ARITMETICA DE COTIZACIONES","19,00 %","$ 194.230,00","2020-06-10"]
[107685,"SUMINISTRO E INSTALACIÓN DUCT AIRE FRESCO","UN","INST. ELECTRICAS",null,"0,00 %","0,00"]
[12614,"Suministro e Instalacion Geobloque d-18","M3","GEOSINTETICOS","66665555555 - IDRD - MEDIA ARITMETICA DE COTIZACIONES","19,00 %","$ 265.825,00","2020-06-08"]
[3631,"SUMINISTRO E INSTALACION POLVO DE LADRILLO","M2","MOBILIARIO URBANO Y SEÑALIZAC.",null,"0,00 %","0,00"]
[107560,"Suministro e instalación Señalizacion perimetral piscinas","UN","APARATOS ELECTRICOS","6555555555 - IDRD - MENOR VALOR   DE COTIZACIONES","19,00 %","$ 61.292,00","2020-12-29"]
[12646,"SUMINISTRO E INSTALACION SISTEMA INTERCAMBIADOR DE CALOR TIPO TUBULAR FLUJO LINEAL","GL","PISCINAS","666665454444 - IDRD - MENOR PRECIO DE COTIZACIONES","19,00 %","$ 273.700.000,00","2020-07-14"]
[12663,"Suministro e Instlacion TEE Mecanica Ranurada de 2 1/2\" X 1 1/2\"","UN","RED CONTRA INCENDIO","666665454444 - IDRD - MENOR PRECIO DE COTIZACIONES","19,00 %","$ 16.946,00","2020-08-23"]
[108843,"SUMINISTRO Equipo de presión preensamblado agua de","UN","MISCELANEA",null,"0,00 %","0,00"]
[107421,"SUMINISTRO ESTRUCTURA DE BALONCESTO BRAZO 3.20 M.","UN","VARIOS",null,"0,00 %","0,00"]
[107425,"SUMINISTRO JUEGO DE PORTERIAS PARA MICROFUTBOL","UN","VARIOS",null,"0,00 %","0,00"]
[107551,"Suministro Juego de tuerca y manguito - Plastico p","UN","PISCINAS",null,"0,00 %","0,00"]
[107555,"Suministro Kit para pruebas de agua en sitio profe","UN","PISCINAS",null,"0,00 %","0,00"]
[107550,"Suministro Mango telescopico - Longitud de 13 metr","UN","PISCINAS","555555555555 - IDRD - MEDIANA DE COTIZACIONES","19,00 %","$ 1.762.104,00","2020-12-29"]
[107554,"Suministro Nasa aseo piscina - Platica","UN","PISCINAS","6555555555 - IDRD - MENOR VALOR   DE COTIZACIONES","19,00 %","$ 54.516,01","2020-12-29"]
[105310,"Suministro Neumatico Ref. 18,4 x 30 TRACTOR","UN","EQUIPO ALQUILER Y MAQUINARIA",null,"0,00 %","0,00"]
[103726,"SUMINISTRO TAPAS SEMIESFERICAS","UN","MISCELANEA",null,"0,00 %","0,00"]
[104336,"Suministro tornillos  1/2*9\"","UN","MISCELANEA","8956232 - IDRD - MEDIA ARMONICA COTIZACIONES","19,00 %","$ 4.022,00","2023-03-22"]
[12575,"SUMINISTRO Y APLICACIÓN DE DEMARCACIÓN HORIZONTAL PARA VIA CON FLECHA DE FRENTE-PARQUE EL JAPÓN","UN","PAVIMENTOS",null,"0,00 %","0,00"]
[12574,"SUMINISTRO Y APLICACIÓN DE SEÑALIZACIÓN HORIZONTAL CRUCE SENDERO PEATONAL SOBRE VIA PARQUE JAPON ","UN","PAVIMENTOS",null,"0,00 %","0,00"]
[107655,"SUMINISTRO Y PUESTA EN MARCHA PLANTA PRIME 500KVA","UN","INST. ELECTRICAS",null,"0,00 %","0,00"]
[104190,"SUMINISTRO Y SIEMBRA DE CROTO","UN","MISCELANEA",null,"0,00 %","0,00"]
[107708,"SUMINISTRO Y TENDIDO DE TUBERÍA Y CABLEADO SISTEMA","ML","INST. ELECTRICAS",null,"0,00 %","0,00"]
[108417,"Suministro,Siembra yMtoEspecMenoresyCubiertaVerde","GL","ARBOLES Y PLANTAS",null,"0,00 %","0,00"]
[108416,"Suministro,Siembre y MtoEspecMenoresyTaludes Ext","GL","ARBOLES Y PLANTAS",null,"0,00 %","0,00"]
[103946,"Sumint e inst de luminaria  70 W Sodio","UN","MISCELANEA",null,"0,00 %","0,00"]
[103951,"Sumint e inst de luminaria 1000 W Sodio","UN","MISCELANEA",null,"0,00 %","0,00"]
[103947,"Sumint e inst de luminaria 125 W Sodio","UN","MISCELANEA",null,"0,00 %","0,00"]
[103943,"Sumint e inst de luminaria 250 W Metal Halide","UN","MISCELANEA",null,"0,00 %","0,00"]
[103948,"Sumint e inst de luminaria 250 W Sodio","UN","MISCELANEA",null,"0,00 %","0,00"]
[103944,"Sumint e inst de luminaria 400 W Metal Halide","UN","MISCELANEA",null,"0,00 %","0,00"]
[103949,"Sumint e inst de luminaria 400 W Sodio","UN","MISCELANEA",null,"0,00 %","0,00"]
[103941,"Sumint e inst de luminaria 70 W Metal Halide","UN","MISCELANEA",null,"0,00 %","0,00"]
[103945,"Sumint e inst de luminaria 700 W Metal Halide","UN","MISCELANEA",null,"0,00 %","0,00"]
[103950,"Sumint e inst de luminaria 700 W Sodio","UN","MISCELANEA",null,"0,00 %","0,00"]
[106661,"Sumnistro e instalación guarda escobas en MDF 8 cm","ML","MISCELANEA",null,"0,00 %","0,00"]
[106666,"SumnistroeinstpisoviniloPVC tipoclic0.3micras","M2","ENCHAPES,PISOS,ALFOMBRAS,PAPEL",null,"0,00 %","0,00"]
[102783,"SUPER BONDER 5 GRAMOS PRECISIÓN","UN","FERRETERIA","860061089 - IDRD - PROYECCIÓN","19,00 %","$ 9.732,00","2022-01-30"]
[671,"SUPER MANTO ZETAL 600 X 1     Fglas","M2","IMPERMEABILIZANTES",null,"0,00 %","0,00"]
[2274,"SUPERCANALETA 90x240x100 Colom","UN","ACCESORIOS CUBIERTA",null,"0,00 %","0,00"]
[187,"SUPERCEL .60x121x4mm            ETERNIT","UN","CIELO RASOS",null,"0,00 %","0,00"]
[102662,"Superf.Puest. Trabaj.1.5X0.6Tablex30mmForm.T8(S+I)","UN","MISCELANEA",null,"0,00 %","0,00"]
[102255,"Superf.Puest. Trabaj.1.5X0.9Tablex30mmForm.T8(S+I)","UN","MISCELANEA",null,"0,00 %","0,00"]
[102659,"Superfic.Mostrad.VidrioTempl.6mm(1.5x0.30)Sum+Inst","UN","PERFILES",null,"0,00 %","0,00"]
[102663,"SUPERFIC.RETORNO(0.60X0.90M)Tablex30mmFormT8(S+I)","UN","MISCELANEA",null,"0,00 %","0,00"]
[3063,"SUPERMANTO 400 X S/inst Fglas","M2","IMPERMEABILIZANTES",null,"0,00 %","0,00"]
[668,"SUPERMANTO 500 XT S/inst Fglas","M2","IMPERMEABILIZANTES",null,"0,00 %","0,00"]
[3064,"SUPERMANTO 600 XT S/inst Fglas","M2","IMPERMEABILIZANTES",null,"0,00 %","0,00"]
[670,"SUPERMANTO ZETAL 4mm S/inst  Fglas","M2","IMPERMEABILIZANTES",null,"0,00 %","0,00"]
[107796,"SUPERSPIKE PARA 8 POLLOS (2.9 LB).","UN","EQUIPOS PARA COCINA",null,"0,00 %","0,00"]
[104145,"SUPERVISOR CERTIFICADO TRABAJO EN ALTURA **","HR","SUELDOS JORNALES Y CUADRILLAS",null,"0,00 %","0,00"]
[104478,"SUPLEMENTO PARA CAJA 2.400/2.800","UN","APARATOS ELECTRICOS","555555555555 - IDRD - MEDIANA DE COTIZACIONES","19,00 %","$ 583,00","2019-12-18"]
[652,"SUR FHARD 4 KILOS","KG","ADITIVOS Y QUIMICOS",null,"0,00 %","0,00"]
[105538,"SUSTRATO ADSORBENTE DE GRASAS","KG","GASES/QUIMICOS",null,"0,00 %","0,00"]
[10667,"SUSTRATO ALIGERADO ABONADO ","M3","FACHADAS","860061089 - IDRD - PROYECCIÓN","19,00 %","$ 231.610,00","2023-03-29"]
[108657,"SVEM - SOTFWARE","UN","MISCELANEA",null,"0,00 %","0,00"]
[102568,"Swing Joint (Brazo articul. aspersor de rotor 1\")*","UN","ACCESORIOS HIDROSANITARIOS","8956232 - IDRD - MEDIA ARMONICA COTIZACIONES","19,00 %","$ 199.963,99","2023-03-31"]
[108733,"SWITCH 16 PUERTOS","UN","MISCELANEA",null,"0,00 %","0,00"]
[12634,"switch 24 puertos 10/100/1000 4SFP CAPA 3 LIGHT","UN","MISCELANEA","666665454444 - IDRD - MENOR PRECIO DE COTIZACIONES","19,00 %","$ 10.531.500,00","2020-07-14"]
[108732,"SWITCH 24 PUERTOS PoE","UN","MISCELANEA",null,"0,00 %","0,00"]
[107727,"SWITCH ADMINISTRABLE DE 48 PUERTOS","ML","INST. ELECTRICAS",null,"0,00 %","0,00"]
[106183,"Switch Conectividad 24 Puertos Auton-10base/100 tx","UN","INST. ELECTRICAS","860061089 - IDRD - PROYECCIÓN","19,00 %","$ 918.651,00","2020-01-10"]
[104381,"SWITCH DE 12 PUESTOS CAT. 6","UN","INST. ELECTRICAS",null,"0,00 %","0,00"]
[103870,"Switch de 24 puestos categoria 6","UN","MISCELANEA","555555555555 - IDRD - MEDIANA DE COTIZACIONES","19,00 %","$ 385.000,00","2019-10-02"]
[104380,"SWITCH DE 8 PUESTOS CAT. 6","UN","INST. ELECTRICAS",null,"0,00 %","0,00"]
[12635,"SWITCH DE CORE FULL CAPA 3 MIN 1GBPS-10GBPS","UN","MISCELANEA","666665454444 - IDRD - MENOR PRECIO DE COTIZACIONES","19,00 %","$ 20.587.000,00","2020-07-14"]
[109030,"SWITCH DE NIVEL 3 ADMINISTRABLE 24 PUERTOS","UN","APARATOS ELECTRICOS",null,"0,00 %","0,00"]
[108209,"SWITCH DIFERENCIAL DE PRESIÓN DE AIRE","UN","SISTEMAS VENTILACION",null,"0,00 %","0,00"]
[105945,"SWITCH FLOTADOR PARA TANQUE","UN","INST. HIDRAUL/SANIT. Y LAMINAS",null,"0,00 %","0,00"]
[13030,"Switch PoE+ 16 canales","UN","VARIOS","860061089 - IDRD - PROYECCIÓN","19,00 %","$ 1.988.755,00","2022-01-27"]
[105664,"T CIELO RASO PVC BLANCO BRILLANTE (2.70 ml)","UN","PERFILERIA","860061089 - IDRD - PROYECCIÓN","19,00 %","$ 17.382,00","2023-03-22"]
[462,"T.V.CABLE CUOTA MENSUAL","MES","T.V.",null,"0,00 %","0,00"]
[463,"T.V.CABLE INSTALACION","UN","T.V.",null,"0,00 %","0,00"]
[2402,"T.V.CABLE/DERIVACION -POR UNA SOLA VEZ-","UN","T.V.",null,"0,00 %","0,00"]
[2431,"TABLA ABARCO","UN","MADERAS",null,"0,00 %","0,00"]
[941,"TABLA BURRA (25x2,5CM) L=3M- ORDINARIO","ML","MADERAS","555555555555 - IDRD - MEDIANA DE COTIZACIONES","19,00 %","$ 7.255,00","2023-03-17"]
[103047,"TABLA BURRA (28x2,5CM) L=3M CEDRO MACHO","ML","MADERAS",null,"0,00 %","0,00"]
[105308,"TABLA BURRA (28X2.5CM)L=3M CEDRO ACHAPO","ML","MADERAS",null,"0,00 %","0,00"]
[942,"TABLA BURRA (30x2,5CM) L=3M ORDINARIO","ML","MADERAS","860061089 - IDRD - PROYECCIÓN","19,00 %","$ 9.817,00","2023-03-24"]
[105525,"TABLA BURRA 20 CM","ML","MADERAS",null,"0,00 %","0,00"]
[101283,"TABLA CHAPA (20x2CM) L=3M  ORDINARIO","ML","MADERAS","860061089 - IDRD - PROYECCIÓN","19,00 %","$ 6.725,00","2023-03-24"]
[101282,"TABLA CHAPA (25x2CM) L=3M  ORDINARIO","ML","MADERAS","860061089 - IDRD - PROYECCIÓN","19,00 %","$ 6.151,00","2023-03-29"]
[943,"TABLA CHAPA (30x2CM) L=3M  ORDINARIO","ML","MADERAS","860061089 - IDRD - PROYECCIÓN","19,00 %","$ 9.576,00","2023-03-28"]
[102914,"TABLA CHAPA .(10X2CM) L=3M","ML","MADERAS","8956232 - IDRD - MEDIA ARMONICA COTIZACIONES","19,00 %","$ 1.923,00","2022-04-25"]
[105990,"Tabla de Batida Salto Triple (Sum+Instal) IAAF","JGO","MOBILIARIO PARQUES",null,"0,00 %","0,00"]
[105988,"Tabla de Batida+TablaPlastilinaSaltoLongitud(IAAF)","JGO","MOBILIARIO PARQUES",null,"0,00 %","0,00"]
[12869,"TABLA DE MADERA PINO  CARIBE 24CM X 2CM 3MT","UN","MADERAS","860061089 - IDRD - PROYECCIÓN","19,00 %","$ 69.128,00","2022-02-10"]
[103710,"TABLA TRAPEZOIDAL ZAPAN 0.25X0.75X0.55M","UN","MISCELANEA",null,"0,00 %","0,00"]
[944,"TABLERO 12c/total                          L/NEX","UN","CAJAS, ARMARIOS, TABLEROS",null,"0,00 %","0,00"]
[103459,"TABLERO 18 CTOS+ESP. PARA TOTALIZADOR","UN","INST. ELECTRICAS","860061089 - IDRD - PROYECCIÓN","19,00 %","$ 365.019,01","2023-03-28"]
[103234,"TABLERO 24 CTOS- ESP.PARA TOT.+PUERT+CHAPA","UN","MISCELANEA",null,"0,00 %","0,00"]
[103456,"TABLERO 30 CTOS CON ESP. PARA TOTALIZ. L/NEX","UN","MISCELANEA",null,"0,00 %","0,00"]
[103235,"TABLERO 30 CTOS CON ESP.PARA TOT.LUMINEX","UN","MISCELANEA",null,"0,00 %","0,00"]
[104346,"TABLERO 36 CTOS, ESP. PARA TOTALIZ LUMINEX","UN","MISCELANEA",null,"0,00 %","0,00"]
[109058,"Tablero 600 X 400 X 300 mm-LCR-16-16-int","UN","APARATOS ELECTRICOS",null,"0,00 %","0,00"]
[104588,"TABLERO 8 CIRCUITOS MONOFASICO SIN PUERTA","UN","APARATOS ELECTRICOS",null,"0,00 %","0,00"]
[102306,"TABLERO 8 CTS 0,40x050 según RETIE","UN","CAJAS, ARMARIOS, TABLEROS",null,"0,00 %","0,00"]
[102309,"TABLERO 8 CTS(0.40X0.50)RETIE-NTC-REGULADO","UN","CAJAS, ARMARIOS, TABLEROS",null,"0,00 %","0,00"]
[100445,"Tablero acrilico baloncesto  **","UN","OTROS PREFABRICADOS",null,"0,00 %","0,00"]
[104589,"TABLERO ACRILICO BALONCESTO 1.20*1.80 e=10mm","UN","MOBILIARIO PARQUES",null,"0,00 %","0,00"]
[103038,"Tablero acrílico baloncesto 1.80 x 1.20 **","UN","MOBILIARIO URBANO Y SEÑALIZAC.","860061089 - IDRD - PROYECCIÓN","19,00 %","$ 975.986,00","2023-03-27"]
[104590,"TABLERO ACRILICO MINIBALONCESTO 1.20*0.90 e=10mm","UN","MOBILIARIO PARQUES",null,"0,00 %","0,00"]
[106878,"Tablero Aglomerado Melaminico 18mm-rh","M2","MUEBLES ACCESORIOS",null,"0,00 %","0,00"]
[100444,"Tablero antibandalico baloncesto ( inst) **","UN","OTROS PREFABRICADOS",null,"0,00 %","0,00"]
[101051,"Tablero antibandalico baloncesto (sumin.) *","UN","MOBILIARIO PARQUES",null,"0,00 %","0,00"]
[101373,"Tablero antibandalico baloncesto (sumin.) *","JGO","MOBILIARIO PARQUES",null,"0,00 %","0,00"]
[100486,"Tablero antibandalico baloncesto (sumin.) **","UN","MOBILIARIO PARQUES",null,"0,00 %","0,00"]
[102706,"Tablero antibandalico baloncesto (sumin.) **","JGO","MOBILIARIO PARQUES",null,"0,00 %","0,00"]
[107221,"Tablero Autosoportado (IP 20) capacitores","UN","LAMPARAS",null,"0,00 %","0,00"]
[107219,"Tablero Autosoportado (IP 20) Celda Transferencia","UN","LAMPARAS",null,"0,00 %","0,00"]
[107218,"Tablero Autosoportado (IP 20) GAB-BOM-PISC-440V","UN","LAMPARAS",null,"0,00 %","0,00"]
[107220,"Tablero Autosoportado (IP 20) Planta Eléctrica","UN","LAMPARAS",null,"0,00 %","0,00"]
[107205,"Tablero Autosoportado Interior (IP 20) GAB-208-N°1","UN","LAMPARAS",null,"0,00 %","0,00"]
[107208,"Tablero Autosoportado Interior (IP 20) GAB-208-N°2","UN","LAMPARAS",null,"0,00 %","0,00"]
[107210,"Tablero Autosoportado Interior (IP 20) GAB-208-N°3","UN","LAMPARAS",null,"0,00 %","0,00"]
[107215,"Tablero Autosoportado Interior (IP 20) Medidor N°1","UN","LAMPARAS",null,"0,00 %","0,00"]
[107201,"Tablero Autosoportado Interior (IP 20) ML N°1","UN","LAMPARAS",null,"0,00 %","0,00"]
[107203,"Tablero Autosoportado Interior (IP 20) ML N°2","UN","LAMPARAS",null,"0,00 %","0,00"]
[107217,"Tablero Autosoportado Interior (IP 20) Regulado","UN","LAMPARAS",null,"0,00 %","0,00"]
[107198,"Tablero Autosoportado Transformador Seco 500kVA","UN","LAMPARAS","47874222222 - CONTRATO CONSULTORIA CDRC 1","19,00 %","$ 5.632.285,68","2019-09-30"]
[103713,"TABLERO BALONCESTO 1.20*1.80 FIBRA VIDR","JGO","MOBILIARIO PARQUES",null,"0,00 %","0,00"]
[103233,"TABLERO BIF.12 CTOS CON ESPACIO .PARA TOT.LUMINEX","UN","CAJAS, ARMARIOS, TABLEROS","860061089 - IDRD - PROYECCIÓN","19,00 %","$ 116.715,00","2022-01-31"]
[108747,"TABLERO BIFASICO 12 CIRCUITOS TBC-12MB","UN","CAJAS, ARMARIOS, TABLEROS","555555555555 - IDRD - MEDIANA DE COTIZACIONES","19,00 %","$ 131.950,00","2023-03-24"]
[103276,"TABLERO BIFASICO 8 CIRCUITOS **","UN","MISCELANEA","830113629-9 - INTERELECTRICAS  LTDA","19,00 %","$ 62.399,99","2019-12-03"]
[106106,"Tablero Bifásico de (12) Circuitos","UN","CABLES",null,"0,00 %","0,00"]
[101874,"Tablero bypass 60A CDRC Cometas","UN","APARATOS ELECTRICOS","77777777777 - CONTRATO CONSULTORIA CEFE COMETAS","19,00 %","$ 3.500.000,00","2019-04-16"]
[102355,"TABLERO C.24 CTOS CON ESP. PARA TOT+puerta+chap","UN","CAJAS, ARMARIOS, TABLEROS","860061089 - IDRD - PROYECCIÓN","19,00 %","$ 414.198,00","2022-01-31"]
[785,"TABLERO C/P TRIF.18CTS LUMINEX","UN","CAJAS, ARMARIOS, TABLEROS",null,"0,00 %","0,00"]
[106361,"TABLERO C/P TRIF.18CTS Y ESPACIO PARA TOTALIZADOR","UN","INST. ELECTRICAS","860061089 - IDRD - PROYECCIÓN","19,00 %","$ 395.429,00","2023-03-28"]
[101236,"TABLERO C/P TRIF.36 CTS","UN","CAJAS, ARMARIOS, TABLEROS","860061089 - IDRD - PROYECCIÓN","19,00 %","$ 463.161,99","2020-01-10"]
[784,"TABLERO C/P TRIFASICO 12 CIRCUITOS","UN","CAJAS, ARMARIOS, TABLEROS","860061089 - IDRD - PROYECCIÓN","19,00 %","$ 210.591,00","2023-03-28"]
[104961,"TABLERO CAJA MINIPRAGMA 30 CIRCUITOS DE EMPOTRAR","UN","APARATOS ELECTRICOS","860061089 - IDRD - PROYECCIÓN","19,00 %","$ 321.855,00","2020-01-10"]
[102152,"TABLERO CONTROL ELECT PISCI RECREAT CEFE COMETAS","UN","PISCINAS","77777777777 - CONTRATO CONSULTORIA CEFE COMETAS","19,00 %","$ 15.000.000,00","2019-07-08"]
[102078,"TABLERO CONTROL SISTEMA DE EXTRACCIÓN CEFE COMETAS","UN","EQUIPOS ESPECIALES","77777777777 - CONTRATO CONSULTORIA CEFE COMETAS","19,00 %","$ 8.508.500,00","2019-07-05"]
[101864,"Tablero de cargas Moviles TCM","UN","SUBESTACION","77777777777 - CONTRATO CONSULTORIA CEFE COMETAS","19,00 %","$ 19.707.823,00","2019-09-20"]
[101878,"TABLERO DE CARGAS NORMALES 208V - TND CDRC Cometas","UN","CAJAS, ARMARIOS, TABLEROS","77777777777 - CONTRATO CONSULTORIA CEFE COMETAS","19,00 %","$ 12.500.000,00","2019-04-17"]
[107938,"TABLERO DE CONTROL DE 16 RELES MÍNIMO","UN","CAJAS, ARMARIOS, TABLEROS",null,"0,00 %","0,00"]
[107939,"TABLERO DE CONTROL DE 24 RELES MÍNIMO","UN","CAJAS, ARMARIOS, TABLEROS","47874222222 - CONTRATO CONSULTORIA CDRC 1","19,00 %","$ 6.824.650,00","2019-10-07"]
[107397,"TABLERO DE FUERZA Y CONTROL SISTEMA DE VENTILACIÓN","UN","SISTEMAS VENTILACION",null,"0,00 %","0,00"]
[108512,"TABLERO DE FUERZA Y CONTROL TEFC -AA-0, INCLUYE BA","UN","SISTEMAS VENTILACION",null,"0,00 %","0,00"]
[108213,"TABLERO DE FUERZA Y CONTROL TEFC-AA-03","UN","SISTEMAS VENTILACION",null,"0,00 %","0,00"]
[108269,"TABLERO DE FUERZA Y CONTROL TEFC-AA-04","UN","SISTEMAS VENTILACION",null,"0,00 %","0,00"]
[107499,"TABLERO DE PARADA DE EMERGENCIA - PISCINA OLIMPICA","UN","PISCINAS",null,"0,00 %","0,00"]
[171717,"Tablero de planta electrica TPLANTA 208/120 V CDRC Cometas","UN","CAJAS, ARMARIOS, TABLEROS","77777777777 - CONTRATO CONSULTORIA CEFE COMETAS","19,00 %","$ 12.030.000,00","2019-10-07"]
[109097,"TABLERO DIGITAL CON CONTROL C18","UN","MISCELANEA",null,"0,00 %","0,00"]
[108895,"Tablero eléct control sistema extracción BB CDRC","UN","SISTEMAS VENTILACION",null,"0,00 %","0,00"]
[108875,"Tablero eléct control sistemas de extracción BCDRC","UN","SISTEMAS VENTILACION",null,"0,00 %","0,00"]
[108888,"Tablero eléctrico control sistemas de extracción c","UN","SISTEMAS VENTILACION",null,"0,00 %","0,00"]
[108925,"Tablero eléctrico control sistemas de extracción P","UN","SISTEMAS VENTILACION",null,"0,00 %","0,00"]
[103752,"TABLERO EN ACRILICO 2X1","UN","MISCELANEA",null,"0,00 %","0,00"]
[101247,"TABLERO EN PINO PATULA NUEVO (1.4x0.7m)","DD","EQUIPO ALQUILER Y MAQUINARIA",null,"0,00 %","0,00"]
[1652,"TABLERO EN PINO PATULA USADO","DD","EQUIPO ALQUILER Y MAQUINARIA",null,"0,00 %","0,00"]
[108211,"TABLERO FUERZA Y CONTROL VENTILADORES P1  TEFC-01","UN","SISTEMAS VENTILACION",null,"0,00 %","0,00"]
[108212,"TABLERO FUERZA Y CONTROL VENTILADORES P2 TEFC -02","UN","SISTEMAS VENTILACION",null,"0,00 %","0,00"]
[107422,"TABLERO GEN. EN LAMINA COLD ROLL CALIB 16 2X1X,04m","UN","MISCELANEA",null,"0,00 %","0,00"]
[107431,"TABLERO GENERAL  COLD ROLL CALIBRE 16 2X0,8X,04 m","UN","INST. ELECTRICAS",null,"0,00 %","0,00"]
[107432,"TABLERO GENERAL A 440 V EN LAMINA  0,8X0,8X0,40 m","UN","INST. ELECTRICAS",null,"0,00 %","0,00"]
[102291,"TABLERO GENERAL DE ACOMETIDAS OLAYA HERRERA","UN","CAJAS, ARMARIOS, TABLEROS",null,"0,00 %","0,00"]
[101873,"Tablero General de Distribución AE311 CDRC Cometas","UN","CAJAS, ARMARIOS, TABLEROS","77777777777 - CONTRATO CONSULTORIA CEFE COMETAS","19,00 %","$ 14.494.089,00","2019-09-27"]
[101875,"Tablero general de distribución TGDC CDRC Cometas","UN","APARATOS ELECTRICOS","77777777777 - CONTRATO CONSULTORIA CEFE COMETAS","19,00 %","$ 26.794.089,00","2019-09-27"]
[101865,"Tablero general de distribución TGDD","UN","MEDIDORES","77777777777 - CONTRATO CONSULTORIA CEFE COMETAS","19,00 %","$ 26.794.089,00","2019-09-20"]
[101587,"Tablero General equipado del T-2 (Fontanar)","UN","CAJAS, ARMARIOS, TABLEROS",null,"0,00 %","0,00"]
[101591,"Tablero General equipado del T-4 (Fontanar)","UN","CAJAS, ARMARIOS, TABLEROS",null,"0,00 %","0,00"]
[105628,"TABLERO GENERALDE DISTRIBUC. COLISEO EDUARD-SANTOS","UN","CAJAS, ARMARIOS, TABLEROS","860061089 - IDRD - PROYECCIÓN","19,00 %","$ 4.121.952,00","2023-03-28"]
[1657,"TABLERO METALICO (1.40 x 0.60)","DD","EQUIPO ALQUILER Y MAQUINARIA",null,"0,00 %","0,00"]
[103037,"Tablero metálico antibandálico **","UN","MOBILIARIO URBANO Y SEÑALIZAC.","860061089 - IDRD - PROYECCIÓN","19,00 %","$ 784.579,00","2023-03-27"]
[104752,"TABLERO MINIPRAGMA DE 12 CIRCUITOS SOBREPONER","UN","CAJAS, ARMARIOS, TABLEROS",null,"0,00 %","0,00"]
[104974,"TABLERO MINIPRAGMA DE 18 CIRCUITOS EMPOTRAR","UN","INST. ELECTRICAS",null,"0,00 %","0,00"]
[101464,"TABLERO MONOF PARA 6C CON BARR NEUTRO Y TIERR INST","UN","CAJAS, ARMARIOS, TABLEROS",null,"0,00 %","0,00"]
[104166,"Tablero monofasico 4 Cicuit.","UN","INST. ELECTRICAS",null,"0,00 %","0,00"]
[102227,"Tablero Nuevo en Pino (1.40x0.70m)","DD","EQUIPO ALQUILER Y MAQUINARIA",null,"0,00 %","0,00"]
[104643,"TABLERO PANEL SIST. ILUMINACION 8 CIRCUITOS ","UN","INST. ELECTRICAS","860061099 - MEDIA ARMONICA","19,00 %","$ 9.286.679,00","2022-01-21"]
[102258,"TABLERO PARCIALES 30 CTS","UN","CAJAS, ARMARIOS, TABLEROS","555555555555 - IDRD - MEDIANA DE COTIZACIONES","19,00 %","$ 251.073,34","2020-01-27"]
[102270,"TABLERO PARCIALES 6 CTS LUMINEX","UN","CAJAS, ARMARIOS, TABLEROS",null,"0,00 %","0,00"]
[103899,"TABLERO TRIF C/P 9 CIRCUITOS DESCONTINUADO","UN","MISCELANEA",null,"0,00 %","0,00"]
[101458,"TABLERO TRIF PARA 12C Y TOT 5H PUERTA Y CHAPA","UN","CAJAS, ARMARIOS, TABLEROS","860061089 - IDRD - PROYECCIÓN","19,00 %","$ 173.950,00","2022-01-31"]
[101459,"TABLERO TRIF PARA 18C Y TOT 5H PUERTA Y CHAPA","UN","CAJAS, ARMARIOS, TABLEROS","860061089 - IDRD - PROYECCIÓN","19,00 %","$ 383.725,00","2022-01-31"]
[101460,"TABLERO TRIF PARA 24C Y TOT 5H PUERTA Y CHAPA","UN","CAJAS, ARMARIOS, TABLEROS","8956232 - IDRD - MEDIA ARMONICA COTIZACIONES","19,00 %","$ 307.587,00","2019-04-01"]
[105115,"TABLERO TRIF PARA 30C Y TOT 5H PUERTA Y CHAPA","UN","CAJAS, ARMARIOS, TABLEROS","555555555555 - IDRD - MEDIANA DE COTIZACIONES","19,00 %","$ 415.298,00","2022-05-02"]
[101461,"TABLERO TRIF PARA 36C Y TOT 5H PUERTA Y CHAPA","UN","CAJAS, ARMARIOS, TABLEROS",null,"0,00 %","0,00"]
[103972,"TABLERO TRIF S/P 6 CIRCUITOS","UN","MISCELANEA",null,"0,00 %","0,00"]
[103457,"TABLERO TRIF.12 CTOS+ESP.TOTALIZ.+PUERTA","UN","INST. ELECTRICAS","860061089 - IDRD - PROYECCIÓN","19,00 %","$ 252.871,00","2023-03-28"]
[105629,"TABLERO TRIFASICO 24 CIRCUITOS-N°1-EDUARDO SANTOS","UN","CAJAS, ARMARIOS, TABLEROS",null,"0,00 %","0,00"]
[105630,"TABLERO TRIFASICO 24 CIRCUITOS-N°2-EDUARDO SANTOS","UN","CAJAS, ARMARIOS, TABLEROS",null,"0,00 %","0,00"]
[100986,"Tablero Trifasico autosoportado +mueble 1x1x0,6m**","UN","CAJAS, ARMARIOS, TABLEROS",null,"0,00 %","0,00"]
[108947,"TABLERO TRIFASICO T1 12 CIRC 500A 25KA","UN","APARATOS ELECTRICOS",null,"0,00 %","0,00"]
[108989,"TABLERO TRIFASICO T3BOMBAS 06 CIRC 250A 10KA","UN","APARATOS ELECTRICOS","860061089 - IDRD - PROYECCIÓN","19,00 %","$ 3.401.475,00","2023-03-28"]
[108951,"TABLERO TRIFASICO T6 08 CIRC 250A 25KA","UN","APARATOS ELECTRICOS",null,"0,00 %","0,00"]
[109070,"TABLERO TRIFASICO TBCI 12 CIRC 600A 25KA","UN","APARATOS ELECTRICOS",null,"0,00 %","0,00"]
[108994,"TABLERO TRIFASICO TC 12 CIRC 500A 25KA","UN","APARATOS ELECTRICOS",null,"0,00 %","0,00"]
[108943,"TABLERO TRIFASICO TDG 24 CIRC 2500A 40KA","UN","APARATOS ELECTRICOS",null,"0,00 %","0,00"]
[108985,"TABLERO TRIFASICO TEP 06 CIRC 250A 10KA","UN","APARATOS ELECTRICOS",null,"0,00 %","0,00"]
[108981,"TABLERO TRIFASICO Tsis14 06 CIRC 250A 10KA","UN","APARATOS ELECTRICOS",null,"0,00 %","0,00"]
[108954,"TABLERO TRIFASICO Tsis6-7-8 06 CIRC 250A 10KA","UN","APARATOS ELECTRICOS",null,"0,00 %","0,00"]
[101898,"TableroControlPisCompeticionCRDC-Cometas","UN","PISCINAS","77777777777 - CONTRATO CONSULTORIA CEFE COMETAS","19,00 %","$ 16.000.000,00","2019-04-25"]
[105966,"TableroDistribuc(1.20x1.0x0.40m)FrenteMuertoS/Espe","UN","CAJAS, ARMARIOS, TABLEROS",null,"0,00 %","0,00"]
[107398,"TABLEROS FUERZA Y CONTROL SIST CLIMATIZ CAL. 12","UN","SISTEMAS VENTILACION",null,"0,00 %","0,00"]
[106107,"TableroTrifásico(42)Circuit.EspacTotal+Chapa+puert","UN","CABLES","8956232 - IDRD - MEDIA ARMONICA COTIZACIONES","19,00 %","$ 422.046,00","2019-05-13"]
[348,"TABLETA 10 x 10 NATURAL MOORE","M2","ENCHAPES,PISOS,ALFOMBRAS,PAPEL",null,"0,00 %","0,00"]
[1822,"TABLETA 10 x 10 Vitrif.  MOORE","M2","ENCHAPES,PISOS,ALFOMBRAS,PAPEL",null,"0,00 %","0,00"]
[349,"TABLETA 15 x 15 NATURAL MOORE","M2","ENCHAPES,PISOS,ALFOMBRAS,PAPEL",null,"0,00 %","0,00"]
[1823,"TABLETA 15 x 15 Vitrif. MOORE","M2","ENCHAPES,PISOS,ALFOMBRAS,PAPEL",null,"0,00 %","0,00"]
[350,"TABLETA 20 x 10 NATURAL MOORE","M2","ENCHAPES,PISOS,ALFOMBRAS,PAPEL",null,"0,00 %","0,00"]
[1872,"TABLETA 20 x 10 Vitrif. MOORE","M2","ENCHAPES,PISOS,ALFOMBRAS,PAPEL",null,"0,00 %","0,00"]
[1899,"TABLETA 20 x20 Vitrif. MOORE","M2","ENCHAPES,PISOS,ALFOMBRAS,PAPEL",null,"0,00 %","0,00"]
[1900,"TABLETA 20x20 NATURAL MOORE","M2","ENCHAPES,PISOS,ALFOMBRAS,PAPEL",null,"0,00 %","0,00"]
[100622,"TABLETA ECOCERAMICA (CORAL 20*20 ALFA)","M2","Pisos","860061089 - IDRD - PROYECCIÓN","19,00 %","$ 18.162,01","2022-06-07"]
[104743,"TABLETA ETRUSCA MORO GUARDAESCOBAS (25X7cm)","M2","Guardaescobas",null,"0,00 %","0,00"]
[3168,"TABLETA GRES ARAGONESA ROJA TERRANOVA 16,4x8,2  AL","M2","Pisos",null,"0,00 %","0,00"]
[3162,"TABLETA GRES EGIPCIA ROJA 10x10  ALFA","M2","Pisos",null,"0,00 %","0,00"]
[3379,"TABLETA GRES ETRUSCA ROJA LISA 7x25 ALFA","M2","Pisos",null,"0,00 %","0,00"]
[3382,"TABLETA GRES GRIEGA ROJA 10x10 ALFA","M2","Pisos",null,"0,00 %","0,00"]
[3161,"TABLETA GRES GRIEGA SAHARA EXTRA 9x9  ALFA","M2","Pisos",null,"0,00 %","0,00"]
[3380,"TABLETA GRES GUAYACAN ROJA 20x10 ALFA","M2","Pisos",null,"0,00 %","0,00"]
[3381,"TABLETA GRES GUAYACAN ROJA EXTRA 18x9 ALFA","M2","Pisos",null,"0,00 %","0,00"]
[3324,"TABLETA GRES ROMANA ROJA 20x10 ALFA","M2","Pisos",null,"0,00 %","0,00"]
[3383,"TABLETA GRES ROMANA ROJA DISEÑO 1 AZUL 18x9 ALFA","M2","Pisos",null,"0,00 %","0,00"]
[2693,"TABLETA GRES ROMANA ROJA EXTRA 18x9 ALFA","M2","Pisos",null,"0,00 %","0,00"]
[100741,"Tableta piedra Cid Negro","M2","Enchapes y Pisos",null,"0,00 %","0,00"]
[100621,"TABLETA ROMANA SAHARA ALFA***","M2","Pisos",null,"0,00 %","0,00"]
[108394,"Tableta tipo 24x6x3.5 Yomasa o equivalente","M2","Pisos",null,"0,00 %","0,00"]
[89,"TABLETA YOMASA 10x10x2 Fab.","UN","ENCHAPES,PISOS,ALFOMBRAS,PAPEL",null,"0,00 %","0,00"]
[94,"TABLETA YOMASA 10x20x3 Obra","UN","ENCHAPES,PISOS,ALFOMBRAS,PAPEL",null,"0,00 %","0,00"]
[592,"TABLETA YOMASA 12.5x25x1.8 Obra","UN","ENCHAPES,PISOS,ALFOMBRAS,PAPEL",null,"0,00 %","0,00"]
[945,"TABLEX OKUME 2.44x1.22M.9mm (dos caras) PIZANO","UN","LAMINAS",null,"0,00 %","0,00"]
[2944,"TABLEX PZ   2.44 x1.53   4.mm Lamina Tablex","UN","CIELORASOS",null,"0,00 %","0,00"]
[946,"TABLEX RH 2.44 x1.53 M.9mm PIZANO","UN","LAMINAS",null,"0,00 %","0,00"]
[108258,"tablilla de pino para cara de contacto - venta - 4","M2","MADERAS",null,"0,00 %","0,00"]
[106880,"Tablilla en Teka de 3/4\"x3\"","ML","MADERAS",null,"0,00 %","0,00"]
[108432,"Tablilla pino para cara de contacto - venta-4usos","M2","FORMALETA",null,"0,00 %","0,00"]
[104587,"TABLON  GRES 0,30 X 0,30 LisoSahara-Tipo. Alfa","M2","Enchapes y Pisos","860061089 - IDRD - PROYECCIÓN","19,00 %","$ 27.886,00","2022-06-07"]
[1926,"TABLON ¼-26-6 NATURAL MOORE","M2","ENCHAPES,PISOS,ALFOMBRAS,PAPEL",null,"0,00 %","0,00"]
[1925,"TABLON ¼-26-6 Vitrif. MOORE","M2","ENCHAPES,PISOS,ALFOMBRAS,PAPEL",null,"0,00 %","0,00"]
[1924,"TABLON ¼-26-8 NATURAL MOORE","M2","ENCHAPES,PISOS,ALFOMBRAS,PAPEL",null,"0,00 %","0,00"]
[1923,"TABLON ¼-26-8 Vitrif. MOORE","M2","ENCHAPES,PISOS,ALFOMBRAS,PAPEL",null,"0,00 %","0,00"]
[355,"TABLON DE ½-26 NATURAL MOORE","M2","ENCHAPES,PISOS,ALFOMBRAS,PAPEL",null,"0,00 %","0,00"]
[2561,"TABLON DE ½-26 VITRIF. MOORE","M2","ENCHAPES,PISOS,ALFOMBRAS,PAPEL",null,"0,00 %","0,00"]
[103483,"TABLON GRES 12.5X26CM**","M2","MISCELANEA",null,"0,00 %","0,00"]
[101172,"TABLON GRES GRAFILADO(30X30) ALFA","M2","Enchapes y Pisos","860061089 - IDRD - PROYECCIÓN","19,00 %","$ 34.174,00","2023-03-29"]
[101173,"TABLON GRES RECOC.ESMALTADO(15X30) ALFA","M2","Enchapes y Pisos",null,"0,00 %","0,00"]
[353,"TABLON LISO TRADICION ROJA ALFA","M2","Enchapes y Pisos",null,"0,00 %","0,00"]
[344,"TABLON SAHARA LISO TUNEZ  ALFA","M2","Enchapes y Pisos",null,"0,00 %","0,00"]
[104734,"TABLON TRADICION MOCCA 30 X 30","M2","Enchapes y Pisos","66665555555 - IDRD - MEDIA ARITMETICA DE COTIZACIONES","19,00 %","$ 34.817,00","2022-06-07"]
[105276,"Tala de  árbol. Ver descripción técnica","UN","JARDINERIA Y GRAMAS",null,"0,00 %","0,00"]
[105277,"Tala de  árbol. Ver descripción técnica","UN","JARDINERIA Y GRAMAS",null,"0,00 %","0,00"]
[105280,"Tala de  árbol. Ver descripción técnica","UN","JARDINERIA Y GRAMAS",null,"0,00 %","0,00"]
[105281,"Tala de  árbol. Ver descripción técnica","UN","JARDINERIA Y GRAMAS",null,"0,00 %","0,00"]
[105282,"Tala de  árbol. Ver descripción técnica","UN","JARDINERIA Y GRAMAS",null,"0,00 %","0,00"]
[105278,"Tala de  árboles - igual o mayor a 10 mts y menor de 15 mts - Bajo Grado de Dificultad","UN","JARDINERIA Y GRAMAS",null,"0,00 %","0,00"]
[105351,"Tala de  árboles - igual o mayor a 10 mts y menor de 15 mts - Medio Grado de Dificultad","UN","JARDINERIA Y GRAMAS","6555555555 - IDRD - MENOR VALOR   DE COTIZACIONES","19,00 %","$ 740.386,00","2019-10-08"]
[105396,"Tala de árboles a ras del suelo. Ver descripcion t","UN","JARDINERIA Y GRAMAS",null,"0,00 %","0,00"]
[105400,"Tala de árboles a ras del suelo. Ver descripcion t","UN","JARDINERIA Y GRAMAS",null,"0,00 %","0,00"]
[105401,"Tala de árboles a ras del suelo. Ver descripcion t","UN","JARDINERIA Y GRAMAS",null,"0,00 %","0,00"]
[105402,"Tala de árboles a ras del suelo. Ver descripcion t","UN","JARDINERIA Y GRAMAS",null,"0,00 %","0,00"]
[105403,"Tala de árboles a ras del suelo. Ver descripcion t","UN","JARDINERIA Y GRAMAS",null,"0,00 %","0,00"]
[105404,"Tala de árboles a ras del suelo. Ver descripcion t","UN","JARDINERIA Y GRAMAS",null,"0,00 %","0,00"]
[105405,"Tala de árboles a ras del suelo. Ver descripcion t","UN","JARDINERIA Y GRAMAS",null,"0,00 %","0,00"]
[105279,"Tala de arboles h=15.1 a 20m  a ras del suelo + retiro + transporte -  Medio Grado Dificultad ","UN","JARDINERIA Y GRAMAS","830 032 102-1 - ECOFLORA","19,00 %","$ 1.092.606,00","2019-10-08"]
[105349,"Tala de arboles y retiro. Ver descripción técnica","UN","JARDINERIA Y GRAMAS",null,"0,00 %","0,00"]
[105350,"Tala de arboles y retiro. Ver descripción técnica","UN","JARDINERIA Y GRAMAS",null,"0,00 %","0,00"]
[105352,"Tala de arboles y retiro. Ver descripción técnica","UN","JARDINERIA Y GRAMAS",null,"0,00 %","0,00"]
[105353,"Tala de arboles y retiro. Ver descripción técnica","UN","JARDINERIA Y GRAMAS",null,"0,00 %","0,00"]
[105354,"Tala de arboles y retiro. Ver descripción técnica","UN","JARDINERIA Y GRAMAS",null,"0,00 %","0,00"]
[105355,"Tala de arboles y retiro. Ver descripción técnica","UN","JARDINERIA Y GRAMAS",null,"0,00 %","0,00"]
[3976,"TALADRO  ½\" (ALQUILER)","DD","EQUIPO ALQUILER Y MAQUINARIA","860061089 - IDRD - PROYECCIÓN","19,00 %","$ 36.765,00","2023-03-24"]
[103090,"TALADRO  1/2\"","HR","EQUIPO ALQUILER Y MAQUINARIA",null,"0,00 %","0,00"]
[101245,"TALADRO  ROMPEDOR - DEMOLEDOR-11/4\" ELECT.","DD","EQUIPO ALQUILER Y MAQUINARIA",null,"0,00 %","0,00"]
[104023,"TALADRO MANUAL INALAMBRICO","DD","MISCELANEA",null,"0,00 %","0,00"]
[3977,"TALADRO PERCUTOR 3/4\"","DD","EQUIPO ALQUILER Y MAQUINARIA","860061089 - IDRD - PROYECCIÓN","19,00 %","$ 30.534,00","2023-03-24"]
[101100,"TALADRO PERCUTOR 3/8\"","DD","HERRAMIENTA","860061089 - IDRD - PROYECCIÓN","19,00 %","$ 36.765,00","2023-03-24"]
[1015,"TALADRO PERCUTOR DE ½\"  DEWALT (N0 USAR)","UN","HERRAMIENTA",null,"0,00 %","0,00"]
[102981,"TALADRO PERCUTOR DE 1/2\" - 600W - VEL.VAR.REV **","UN","FERRETERIA Y HERRAMIENTAS",null,"0,00 %","0,00"]
[12993,"Taladro percutor de 780 watt con dos adaptadores ","UN","FERRETERIA Y HERRAMIENTAS","860061089 - IDRD - PROYECCIÓN","19,00 %","$ 656.826,00","2022-01-27"]
[12839,"TALADRO PERCUTOR INALÁMBRICO DE 1/2 PULGADA","UN","HERRAMIENTA","860061089 - IDRD - PROYECCIÓN","19,00 %","$ 917.904,00","2022-01-27"]
[3243,"TALADRO ROTOPERCUTOR HASTA 3/4\" SIN","DD","EQUIPO ALQUILER Y MAQUINARIA","860061089 - IDRD - PROYECCIÓN","19,00 %","$ 53.812,00","2023-03-28"]
[3244,"TALADRO ROTOPERCUTOR HASTA 3/4\" SIN","MES","EQUIPO ALQUILER Y MAQUINARIA",null,"0,00 %","0,00"]
[102226,"TALADRO SACA NUCLEO","HR","HERRAMIENTA",null,"0,00 %","0,00"]
[102617,"TALCO (400) por bulto de 50Kg **","BTO","PINTURAS","860061089 - IDRD - PROYECCIÓN","19,00 %","$ 34.072,00","2023-03-23"]
[105532,"TAMICES METALICOS","UN","ORNAMENTACION FORJADO",null,"0,00 %","0,00"]
[102911,"Tamizado (granul.) especial para mezcla **","UN","MISCELANEA",null,"0,00 %","0,00"]
[103758,"TANDEM 3 PUESTOS","UN","MISCELANEA",null,"0,00 %","0,00"]
[108755,"TANQUE COMBUSTIBLE ELECTROGENO","UN","CABLES",null,"0,00 %","0,00"]
[281,"TANQUE CONICO  250 LT. COLEMPAQUES","UN","GRIFERIAS,APARATOS,ACCESORIOS",null,"0,00 %","0,00"]
[448,"TANQUE CONICO  500 LT. COLEMPAQUES(SUM)","UN","GRIFERIAS,APARATOS,ACCESORIOS",null,"0,00 %","0,00"]
[1663,"TANQUE CONICO 1000 LT.  PVC - Almaceniamieno Agua","UN","GRIFERIAS,APARATOS,ACCESORIOS","860061089 - IDRD - PROYECCIÓN","19,00 %","$ 344.603,00","2022-06-03"]
[282,"TANQUE CONICO 2000 LT. COLEMPAQUES","UN","GRIFERIAS,APARATOS,ACCESORIOS",null,"0,00 %","0,00"]
[104410,"TANQUE CONICO 2000 LTS.PVC- AguA Negro+tapa","UN","GRIFERIAS,APARATOS,ACCESORIOS","860061089 - IDRD - PROYECCIÓN","19,00 %","$ 1.246.484,00","2023-03-22"]
[621,"TANQUE CONICO 5000 LT. COLEMPAQUES","UN","GRIFERIAS,APARATOS,ACCESORIOS",null,"0,00 %","0,00"]
[105951,"TANQUE DE ALMACENAMIENTO","UN","EQUIPOS ESPECIALES",null,"0,00 %","0,00"]
[108999,"TANQUE DE ALMACENAMIENTO AC","UN","INST. HIDRAUL/SANIT. Y LAMINAS",null,"0,00 %","0,00"]
[12713,"TANQUE FILTRO ANAERÓBICO OVOIDE 1000 L TAPA ACCE. EMPAQUE VERDE","UN","INST. HIDRAUL/SANIT. Y LAMINAS","860061089 - IDRD - PROYECCIÓN","19,00 %","$ 1.045.597,00","2022-01-31"]
[12714,"TANQUE FILTRO ANAERÓBICO OVOIDE 2000 L TAPA ACCE. EMPAQUE VERDE","UN","INST. HIDRAUL/SANIT. Y LAMINAS","860061089 - IDRD - PROYECCIÓN","19,00 %","$ 1.731.625,00","2022-01-31"]
[12711,"TANQUE FILTRO ANAERÓBICO OVOIDE 500 L TAPA ACCE. EMPAQUE VERDE","UN","INST. HIDRAUL/SANIT. Y LAMINAS","860061089 - IDRD - PROYECCIÓN","19,00 %","$ 637.517,00","2022-01-31"]
[104439,"TANQUE HIDROACUMULADOR DE 500 LTS","UN","INST. HIDRAUL/SANIT. Y LAMINAS",null,"0,00 %","0,00"]
[12687,"Tanque Hidroflo 300 litros solo suministro tanque","UN","EQUIPOS PRESION Y BOMBAS","860061089 - IDRD - PROYECCIÓN","19,00 %","$ 1.802.405,00","2022-01-27"]
[2238,"TANQUE K- 250 COMPLETO ETERNIT","UN","GRIFERIAS,APARATOS,ACCESORIOS",null,"0,00 %","0,00"]
[107820,"TANQUE O POCETA PARA LAVADO","UN","EQUIPOS PARA COCINA",null,"0,00 %","0,00"]
[107777,"TANQUE O POCETA PARA ZONAS PREPARACION","UN","EQUIPOS PARA COCINA",null,"0,00 %","0,00"]
[101688,"Tanque para ACPM para planta de emergencia","UN","APARATOS ELECTRICOS",null,"0,00 %","0,00"]
[104916,"TANQUE PLAST. DE 20.000 LTS Vertical(Acce+transp)","UN","INST. HIDRAUL/SANIT. Y LAMINAS","8956232 - IDRD - MEDIA ARMONICA COTIZACIONES","19,00 %","$ 23.488.774,00","2023-03-21"]
[2977,"TANQUE PLASTICO 2000 LT AJOVER","UN","GRIFERIAS,APARATOS,ACCESORIOS",null,"0,00 %","0,00"]
[608,"TANQUE Septic.COMPLETO ETERNIT","UN","GRIFERIAS,APARATOS,ACCESORIOS",null,"0,00 %","0,00"]
[3919,"TANQUE TANKPLAST 1000 LT.","UN","GRIFERIAS,APARATOS,ACCESORIOS",null,"0,00 %","0,00"]
[3917,"TANQUE TANKPLAST 250 LT.","UN","GRIFERIAS,APARATOS,ACCESORIOS",null,"0,00 %","0,00"]
[3918,"TANQUE TANKPLAST 500 LT.","UN","GRIFERIAS,APARATOS,ACCESORIOS",null,"0,00 %","0,00"]
[106046,"TANQUE TORMENTA EN FIBRA DE VIDRIO REFORZADA DE 25","UN","MISCELANEA",null,"0,00 %","0,00"]
[104212,"TANQUEPLAST20M3POLIETIL. Y UV+TAPA+ACC+TRANSP.","UN","INST. HIDRAUL/SANIT. Y LAMINAS",null,"0,00 %","0,00"]
[104028,"Tapa  blanca doble para tomacorriente","UN","INST. ELECTRICAS","860061089 - IDRD - PROYECCIÓN","19,00 %","$ 1.210,00","2022-01-27"]
[104772,"TAPA  PARA REGISTRO 0.15x0.15","UN","ACCESORIOS","860061089 - IDRD - PROYECCIÓN","19,00 %","$ 10.675,01","2022-01-24"]
[101347,"Tapa  pozo Conc.EAAB D=70 CM; e=0.10m (sum) **","UN","TUBERIA SUBT,REJILLAS,SUMIDER.","555555555555 - IDRD - MEDIANA DE COTIZACIONES","19,00 %","$ 131.573,00","2019-08-22"]
[100648,"Tapa  pozo EAAB 1.0*h=0.20 prefab **","UN","TUBERIA SUBT,REJILLAS,SUMIDER.",null,"0,00 %","0,00"]
[103210,"TAPA ANTIROBOMETALIC.PARA CAJA TELEFONOS 2X2M","UN","TUBERIA SUBT,REJILLAS,SUMIDER.",null,"0,00 %","0,00"]
[101322,"TAPA CAJA 5800 GALVANIZADA","UN","APARATOS ELECTRICOS","860061089 - IDRD - PROYECCIÓN","19,00 %","$ 622,52","2020-01-13"]
[1935,"TAPA CIEGA  BLANCA              AVE","UN","APARATOS ELECTRICOS","860061089 - IDRD - PROYECCIÓN","19,00 %","$ 578,01","2023-03-28"]
[103082,"Tapa Cuadrada (60x60cm)e=9cmPoliprop.Peatonal**","UN","TUBERIA SUBT,REJILLAS,SUMIDER.",null,"0,00 %","0,00"]
[108996,"TAPA DE SEGURIDAD OCT RAWELT","UN","INST. ELECTRICAS",null,"0,00 %","0,00"]
[102810,"TAPA DILATADOR ALUMINIO 1-1/2PGX6MM","UN","FERRETERIA","860061089 - IDRD - PROYECCIÓN","19,00 %","$ 10.208,00","2022-01-30"]
[12750,"TAPA EN POLIPROPILENO 0,70M ","UN","TUBERIA SUBT,REJILLAS,SUMIDER.","555555555555 - IDRD - MEDIANA DE COTIZACIONES","19,00 %","$ 621.180,00","2020-11-27"]
[106548,"TAPA FINAL 20X12 BL (PLASTICA)","UN","CABLES",null,"0,00 %","0,00"]
[106549,"TAPA FINAL 20X20 BL (PLASTICA)","UN","CABLES",null,"0,00 %","0,00"]
[106550,"TAPA FINAL 25X25 BL (PLASTICA)","UN","CABLES",null,"0,00 %","0,00"]
[104524,"TAPA INSPECC.METALICA SIFÓN DE 5X3\" LISA","UN","ACCESORIOS HIDROSANITARIOS",null,"0,00 %","0,00"]
[103414,"Tapa Juntas Laterales para cortasol**","ML","MISCELANEA",null,"0,00 %","0,00"]
[984,"TAPA LUZ  5x1cm 2.5 m cedro blanco","UN","PUERTAS",null,"0,00 %","0,00"]
[103667,"TAPA LUZ PARA PUERTA MADERA","ML","MISCELANEA",null,"0,00 %","0,00"]
[622,"TAPA MARMOL NEGRO Nal.","ML","GRIFERIAS,APARATOS,ACCESORIOS",null,"0,00 %","0,00"]
[102442,"TAPA PARA CAJA  DE INSPECCION 50x50cm","UN","TUBERIA SUBT,REJILLAS,SUMIDER.",null,"0,00 %","0,00"]
[102457,"TAPA PARA CAJA  DE INSPECCION 60x60cm","UN","TUBERIA SUBT,REJILLAS,SUMIDER.",null,"0,00 %","0,00"]
[102578,"TAPA PARA CAJA  DE INSPECCION 80x80cm","UN","TUBERIA SUBT,REJILLAS,SUMIDER.","860061089 - IDRD - PROYECCIÓN","19,00 %","$ 138.882,00","2023-03-29"]
[103300,"TAPA PARA TABLERO **","UN","MISCELANEA",null,"0,00 %","0,00"]
[3214,"TAPA PLASTICA GRIS PLOMO  VOLARE","UN","APARATOS ELECTRICOS",null,"0,00 %","0,00"]
[106463,"Tapa Plástica Seguridad Protecc.Rodamientos(5-10cm","UN","MOBILIARIO PARQUES",null,"0,00 %","0,00"]
[104946,"TAPA POZO INSP D= 0.70 cm","UN","TUBERIA SUBT,REJILLAS,SUMIDER.",null,"0,00 %","0,00"]
[1142,"TAPA POZO INSP.VIAS CON MARCO","UN","TUBERIA SUBT,REJILLAS,SUMIDER.","860061089 - IDRD - PROYECCIÓN","19,00 %","$ 508.787,00","2023-03-28"]
[102830,"TAPA PRUEBA PVC SANITARIA 2\"***","UN","TUBERIA SUBT,REJILLAS,SUMIDER.","860061089 - IDRD - PROYECCIÓN","19,00 %","$ 611,66","2020-01-13"]
[102837,"TAPA PRUEBA PVC SANITARIA 4\"***","UN","TUBERIA SUBT,REJILLAS,SUMIDER.",null,"0,00 %","0,00"]
[107224,"TAPA RANURADO H.D. 1 1/2\"","UN","RED CONTRA INCENDIO",null,"0,00 %","0,00"]
[1143,"TAPA REGISTRO 15 x 15 cm.PLÁSTICA","UN","TUBERIA SUBT,REJILLAS,SUMIDER.",null,"0,00 %","0,00"]
[493,"TAPA REGISTRO 15x15 cm. ALUM.","UN","TUBERIA SUBT,REJILLAS,SUMIDER.",null,"0,00 %","0,00"]
[31919,"TAPA REGISTRO 20x20 cm. ALUM.","UN","TUBERIA SUBT,REJILLAS,SUMIDER.",null,"0,00 %","0,00"]
[102716,"TAPA REGISTRO ACERO INOX.(20 x 20)/(23X23CM)","UN","TUBERIA SUBT,REJILLAS,SUMIDER.",null,"0,00 %","0,00"]
[104071,"TAPA REGISTRO ALUMIN. 20X30CM","UN","MISCELANEA",null,"0,00 %","0,00"]
[1144,"TAPA REGISTRO PLASTICA 20 x 20 cm.","UN","TUBERIA SUBT,REJILLAS,SUMIDER.","860061089 - IDRD - PROYECCIÓN","19,00 %","$ 11.914,01","2023-03-28"]
[104474,"TAPA REGISTRO PLÁSTICA 25X25CM","UN","ACCESORIOS HIDROSANITARIOS",null,"0,00 %","0,00"]
[104475,"TAPA REGISTRO PLÁSTICA 30X30CM","UN","ACCESORIOS HIDROSANITARIOS",null,"0,00 %","0,00"]
[2403,"TAPA REGISTRO VENTIL.20x20 cm","UN","TUBERIA SUBT,REJILLAS,SUMIDER.",null,"0,00 %","0,00"]
[9443,"TAPA REGISTRO VENTILACION PLASTICA15 x 15 cm.","UN","TUBERIA SUBT,REJILLAS,SUMIDER.",null,"0,00 %","0,00"]
[102513,"TAPA SALIDA CORDON CAJA OCTOGONAL","UN","INST. ELECTRICAS","860061089 - IDRD - PROYECCIÓN","19,00 %","$ 975,00","2022-01-31"]
[102741,"TAPA SEMIESFERICA**","UN","FERRETERIA",null,"0,00 %","0,00"]
[102049,"TAPA TOMA DOBLE NARANJA AÍSLA TIERRA","UN","FERRETERIA","860061089 - IDRD - PROYECCIÓN","19,00 %","$ 4.273,00","2022-01-30"]
[1141,"TAPA Traf.Pes. CAJA INSPECCION","UN","TUBERIA SUBT,REJILLAS,SUMIDER.",null,"0,00 %","0,00"]
[3738,"TAPA TROQUEL PARA CANALETA 10X4 METAL 2 ORIF.","UN","FERRETERIA","860061089 - IDRD - PROYECCIÓN","19,00 %","$ 5.516,00","2022-06-03"]
[107507,"TAPA TROQUELDA METALICA DE 2 ORIFICIOS","UN","INST. ELECTRICAS",null,"0,00 %","0,00"]
[108957,"TAPA UN HUECO CON TORNILLOS EXTERIORES MARCADA IG","UN","APARATOS ELECTRICOS",null,"0,00 %","0,00"]
[2520,"TAPA Y PLACA FUNDIDA PARA POZO DE INSPECCION","UN","ACEROS,HIERROS/MALLAS,CERCHAS",null,"0,00 %","0,00"]
[105484,"TAPABOCA INDUSTRIAL DESECHABLE","UN","EQUIPO DE SEGURIDAD INDUSTRIAL",null,"0,00 %","0,00"]
[104581,"TAPACANTOS FORMICA PVC (22mm)","ML","FERRETERIA Y HERRAMIENTAS",null,"0,00 %","0,00"]
[1842,"TAPAPOROS NATURAL","GLN","PINTURAS","860061089 - IDRD - PROYECCIÓN","19,00 %","$ 74.490,00","2022-01-31"]
[1068,"TAPAPOROS NOGAL PHILAAC 8467","GLN","PINTURAS",null,"0,00 %","0,00"]
[102410,"Tapon  roscado HG d=4\"Hembra","UN","INST. DE GAS","860061089 - IDRD - PROYECCIÓN","19,00 %","$ 37.748,00","2022-01-31"]
[102821,"Tapon  roscadoHG d=11/4\" Macho","UN","INST. DE GAS",null,"0,00 %","0,00"]
[101391,"Tapon  roscadoHG d=2\"   **","UN","INST. DE GAS",null,"0,00 %","0,00"]
[107223,"TAPÓN ACERO NEGRO  3/4\"","UN","RED CONTRA INCENDIO",null,"0,00 %","0,00"]
[103631,"TAPON COBRE 1\" **","UN","MISCELANEA",null,"0,00 %","0,00"]
[102858,"Tapón CPVCSoldado 1\"  **","UN","ACCESORIOS HIDROSANITARIOS",null,"0,00 %","0,00"]
[102818,"Tapón CPVCSoldado 1/2\"  **","UN","ACCESORIOS HIDROSANITARIOS","860061089 - IDRD - PROYECCIÓN","19,00 %","$ 703,29","2020-01-13"]
[101835,"TAPON DE PRUEBA 2\"PVC SANITARIO S/NORMA ICONTEC","UN","ACCESORIOS HIDROSANITARIOS","8956232 - IDRD - MEDIA ARMONICA COTIZACIONES","19,00 %","$ 1.265,01","2023-03-21"]
[101825,"TAPON DE PRUEBA 4\"SANITARIO S/NORMA ICONTEC","UN","ACCESORIOS HIDROSANITARIOS","8956232 - IDRD - MEDIA ARMONICA COTIZACIONES","19,00 %","$ 2.971,00","2023-03-23"]
[101827,"TAPON HEMBRA HG  D=1\" **","UN","ACCESORIOS HIDROSANITARIOS","860061089 - IDRD - PROYECCIÓN","19,00 %","$ 2.647,00","2023-03-21"]
[101836,"TAPON HEMBRA PVC D=1/2\" **","UN","ACCESORIOS HIDROSANITARIOS","860061089 - IDRD - PROYECCIÓN","19,00 %","$ 246,33","2020-01-13"]
[100249,"Tapon HG d=2 1/2\" macho*","UN","INST. HIDRAUL/SANIT. Y LAMINAS","860061089 - IDRD - PROYECCIÓN","19,00 %","$ 16.387,00","2023-03-17"]
[102652,"Tapon HG d=2\" MACHO*","UN","INST. DE GAS","860061089 - IDRD - PROYECCIÓN","19,00 %","$ 6.533,00","2022-01-31"]
[100348,"Tapon HG d=3\"  macho **","UN","INST. DE GAS","66665555555 - IDRD - MEDIA ARITMETICA DE COTIZACIONES","19,00 %","$ 24.891,00","2022-04-26"]
[3485,"TAPON MACHO  HG ½\"","UN","INST. DE GAS","555555555555 - IDRD - MEDIANA DE COTIZACIONES","19,00 %","$ 2.039,01","2023-03-16"]
[106240,"TAPON MACHO ACERO AL CARBON 1/2”","UN","RED CONTRA INCENDIO","8956232 - IDRD - MEDIA ARMONICA COTIZACIONES","19,00 %","$ 1.118,01","2019-04-25"]
[100191,"Tapon para gas d=1\"  PVC Macho","UN","INST. DE GAS",null,"0,00 %","0,00"]
[100189,"Tapon para gas d=1/ 2\"  PVC  **","UN","INST. DE GAS",null,"0,00 %","0,00"]
[100192,"Tapon para gas d=2\"  PVC **","UN","INST. DE GAS",null,"0,00 %","0,00"]
[100193,"Tapon para gas d=3\"  PVC **","UN","INST. DE GAS",null,"0,00 %","0,00"]
[100190,"Tapon para gas d=3/4\"  PVC **","UN","INST. DE GAS",null,"0,00 %","0,00"]
[100194,"Tapon para gas d=4\"  PVC **","UN","INST. DE GAS",null,"0,00 %","0,00"]
[106079,"Tapon Polipropileno(1/2\")Fusión PN-16","UN","ACCESORIOS HIDROSANITARIOS","877774414141 - DICOL LTDA.","19,00 %","$ 679,00","2020-01-13"]
[2048,"TAPON PRESION ROSCADO PVC ½ \"S/NORMA ICONTEC","UN","ACCESORIOS HIDROSANITARIOS","8956232 - IDRD - MEDIA ARMONICA COTIZACIONES","19,00 %","$ 653,00","2023-03-09"]
[2044,"TAPON PRESION SOLD. ½\"PVC  S/NORMA ICONTEC","UN","ACCESORIOS HIDROSANITARIOS","8956232 - IDRD - MEDIA ARMONICA COTIZACIONES","19,00 %","$ 529,00","2023-03-09"]
[2045,"TAPON PRESION SOLD. 3\" S/NORMA ICONTEC","UN","ACCESORIOS HIDROSANITARIOS","8956232 - IDRD - MEDIA ARMONICA COTIZACIONES","19,00 %","$ 25.627,00","2023-03-21"]
[2043,"TAPON PRESION SOLD.3/4\" S/NORMA ICONTEC","UN","ACCESORIOS HIDROSANITARIOS","860061089 - IDRD - PROYECCIÓN","19,00 %","$ 924,00","2022-01-27"]
[102829,"TAPON PRUEBA PVC SANITARIA 11/2\"***","UN","TUBERIA SUBT,REJILLAS,SUMIDER.","8956232 - IDRD - MEDIA ARMONICA COTIZACIONES","19,00 %","$ 476,00","2019-03-20"]
[106314,"TAPON PVC ROSCADO  Ø 1 1/4\"","UN","ACCESORIOS HIDROSANITARIOS",null,"0,00 %","0,00"]
[103915,"Tapón PVC roscado presión de 1 1/2\" S/NORMA ICONTE","UN","INST. HIDRAUL/SANIT. Y LAMINAS","860061099 - MEDIA ARMONICA","19,00 %","$ 6.005,00","2023-03-22"]
[103911,"Tapón PVC roscado presión de 2\"S/NORMA ICONTEC","UN","INST. HIDRAUL/SANIT. Y LAMINAS","8956232 - IDRD - MEDIA ARMONICA COTIZACIONES","19,00 %","$ 8.366,00","2023-03-22"]
[102130,"Tapón PVC Sanitaria Ø8\"","UN","ACCESORIOS HIDROSANITARIOS","860061089 - IDRD - PROYECCIÓN","19,00 %","$ 201.950,00","2022-01-28"]
[106315,"TAPON PVC SOLDADO   Ø 1 1/4\"","UN","ACCESORIOS HIDROSANITARIOS","860061089 - IDRD - PROYECCIÓN","19,00 %","$ 1.422,05","2020-01-13"]
[103912,"Tapón PVC soldado presión Ø2\" S/NORMA ICONTEC","UN","INST. HIDRAUL/SANIT. Y LAMINAS","860061099 - MEDIA ARMONICA","19,00 %","$ 8.112,00","2023-03-22"]
[103916,"Tapón PVC soldado presiónØ 1 1/2\"S/NORMA ICONTEC","UN","INST. HIDRAUL/SANIT. Y LAMINAS","8956232 - IDRD - MEDIA ARMONICA COTIZACIONES","19,00 %","$ 3.515,00","2023-03-22"]
[103604,"TAPON PVCP SOLDADO Ø1\"","UN","ACCESORIOS HIDROSANITARIOS","8956232 - IDRD - MEDIA ARMONICA COTIZACIONES","19,00 %","$ 1.396,00","2022-05-26"]
[103605,"TAPON PVCP SOLDADO Ø3/4\"","UN","MISCELANEA",null,"0,00 %","0,00"]
[106532,"TAPÓN ROSCADO DE 1/2\" PVC PRESIÓN","UN","ACCESORIOS HIDROSANITARIOS",null,"0,00 %","0,00"]
[103603,"TAPON ROSCADO Ø1\" S/NROMA ICONTEC","UN","ACCESORIOS HIDROSANITARIOS","8956232 - IDRD - MEDIA ARMONICA COTIZACIONES","19,00 %","$ 1.887,01","2022-05-26"]
[103508,"Tapón Roscado Ø3\" PVC","UN","MISCELANEA",null,"0,00 %","0,00"]
[103606,"TAPON ROSCADO Ø3/4\" PVCP-S/NORMA ICONTEC","UN","INST. HIDRAUL/SANIT. Y LAMINAS","860061099 - MEDIA ARMONICA","19,00 %","$ 1.724,00","2023-03-22"]
[104223,"TAPON ROSCADO PVC D=3\"","UN","INST. HIDRAUL/SANIT. Y LAMINAS",null,"0,00 %","0,00"]
[104547,"TAPON ROSCADO PVCP (1/2\")","UN","ACCESORIOS HIDROSANITARIOS","555555555555 - IDRD - MEDIANA DE COTIZACIONES","19,00 %","$ 645,00","2023-03-22"]
[104545,"TAPON ROSCADO PVCP (1-1/4\") S/NORMA ICONTEC","UN","ACCESORIOS HIDROSANITARIOS","555555555555 - IDRD - MEDIANA DE COTIZACIONES","19,00 %","$ 3.650,00","2022-05-06"]
[100570,"TAPON SANITARIO 6\" PVC   PAVCO","UN","ACCESORIOS HIDROSANITARIOS","860061089 - IDRD - PROYECCIÓN","19,00 %","$ 17.867,01","2022-01-27"]
[101720,"TAPON SANITARIO 6\" PVC   PAVCO","UN","ACCESORIOS HIDROSANITARIOS","860061089 - IDRD - PROYECCIÓN","19,00 %","$ 17.867,01","2022-02-28"]
[100705,"TAPON SANITARIO DE PRUEBA 2\" PVC","UN","ACCESORIOS HIDROSANITARIOS","555555555555 - IDRD - MEDIANA DE COTIZACIONES","19,00 %","$ 1.681,01","2023-03-09"]
[2064,"TAPON SANITARIO DE PRUEBA 3\" S/NORMA ICONTEC","UN","ACCESORIOS HIDROSANITARIOS","8956232 - IDRD - MEDIA ARMONICA COTIZACIONES","19,00 %","$ 2.173,00","2023-03-21"]
[1397,"TAPON SANITARIO DE PRUEBA 4\" PVC  S/NORMA ICONTEC","UN","ACCESORIOS HIDROSANITARIOS","8956232 - IDRD - MEDIA ARMONICA COTIZACIONES","19,00 %","$ 3.388,00","2023-03-09"]
[103917,"TAPON SOLDADO PVC PRESION 1/2\"S/NORMA ICONTEC","UN","INST. HIDRAUL/SANIT. Y LAMINAS","860061089 - IDRD - PROYECCIÓN","19,00 %","$ 482,00","2023-03-22"]
[103379,"Tapòn Soldado PVCP 11/4\"","UN","MISCELANEA",null,"0,00 %","0,00"]
[108092,"TAPÓN SOLDAR CU 2\"","UN","ACCESORIOS HIDROSANITARIOS",null,"0,00 %","0,00"]
[106036,"TAPON Tuberia  Planar  12”Advan Edge End","UN","MISCELANEA","860.061.099.1 - IDRD","19,00 %","$ 20.768,00","2019-03-20"]
[107769,"TARIMA PARA BULTOS","UN","MISCELANEA",null,"0,00 %","0,00"]
[108203,"TARJETA CONTROL REFRIGERANTE VAR PARA VENTILADOR","UN","SISTEMAS VENTILACION",null,"0,00 %","0,00"]
[108018,"Tarjeta de proximidad 1326","UN","APARATOS ELECTRICOS",null,"0,00 %","0,00"]
[107950,"Tarjeta de red ethernet, UL SA-ETH","UN","APARATOS ELECTRICOS",null,"0,00 %","0,00"]
[107983,"Tarjeta supervisora de linea PVA-1WEOL","UN","APARATOS ELECTRICOS",null,"0,00 %","0,00"]
[106511,"TARRO ADHESIVO INSTANTÁNEO UNIV PRECISION X 5GR","UN","FERRETERIA",null,"0,00 %","0,00"]
[12744,"TATAMI PARA TAEKWONDO Avalado por la  World Taekwondo Federation  1m X 1m  X 2.3 cm ","UN","Pisos","860061089 - IDRD - PROYECCIÓN","19,00 %","$ 170.556,00","2022-06-07"]
[624,"TAZA CAMPESINA INSTITUCIONAL.    CRNA","UN","APARATOS",null,"0,00 %","0,00"]
[3285,"TAZA FLUXOMETRO HANDICAP","UN","APARATOS",null,"0,00 %","0,00"]
[2796,"TAZA FLUXOMETRO INSTIT.   CRNA","UN","APARATOS","860061089 - IDRD - PROYECCIÓN","19,00 %","$ 626.467,00","2022-01-28"]
[90016,"TAZA FLUXOMETRO INSTIT. Fontanar**","UN","APARATOS",null,"0,00 %","0,00"]
[101737,"TAZA FLUXOMETRO INSTIT. Fontanar**","UN","APARATOS",null,"0,00 %","0,00"]
[101795,"TAZA INST. ADRIATICO ES BLANCO CORONA Discapacita","UN","APARATOS","860061089 - IDRD - PROYECCIÓN","19,00 %","$ 680.851,00","2022-01-28"]
[101799,"TAZA INST. BALTICO BLANCO*","UN","APARATOS","555555555555 - IDRD - MEDIANA DE COTIZACIONES","19,00 %","$ 605.902,01","2023-03-21"]
[104289,"TAZA INSTITUC. ELONGADO DISCAPACITADOS BLANCO","UN","GRIFERIAS,APARATOS,ACCESORIOS","860061089 - IDRD - PROYECCIÓN","19,00 %","$ 470.836,99","2023-03-28"]
[104288,"TAZA INSTITUC. ELONGADO Vitromex","UN","GRIFERIAS,APARATOS,ACCESORIOS",null,"0,00 %","0,00"]
[3206,"TECHOS EN DRY-WALL  M2","M2","YESO",null,"0,00 %","0,00"]
[681,"TECHOS EN DRY-WALL  ML","ML","YESO",null,"0,00 %","0,00"]
[107997,"Teclado LCD alfanumérico XPH-PoE-V2","UN","APARATOS ELECTRICOS",null,"0,00 %","0,00"]
[12491,"Teclado remoto del sistema de incendios ","UN","APARATOS ELECTRICOS",null,"19,00 %","$ 1.189.000,40","2019-10-07"]
[102545,"Técnico Digitador 2 + Prestac.","MES","SUELDOS Y JORNALES","860.061.099.1 - IDRD","0,00 %","$ 2.651.086,00","2022-01-24"]
[102502,"TECNICO ELECTRICISTA + PREST.","JRN","SUELDOS Y JORNALES","860.001.498-9 - CONSTRUDATA","0,00 %","$ 121.376,00","2022-06-08"]
[104264,"TECNICO ELECTROMECANICO (=OFIC.INST.ELEC)+ PRESTAC","JRN","SUELDOS JORNALES Y CUADRILLAS","860.061.099.1 - IDRD","0,00 %","$ 121.711,00","2022-12-23"]
[107436,"TECNICO INSTALACIONES ESP. PISCINAS + PREST (IDRD)","JRN","SUELDOS Y JORNALES","860.061.099.1 - IDRD","0,00 %","$ 115.914,00","2022-12-23"]
[106288,"TEE  COBRE 2  1/2\"","UN","INST. HIDRAUL/SANIT. Y LAMINAS","860061089 - IDRD - PROYECCIÓN","19,00 %","$ 84.005,00","2022-01-31"]
[106287,"TEE  COBRE 2 \"","UN","INST. HIDRAUL/SANIT. Y LAMINAS","860061089 - IDRD - PROYECCIÓN","19,00 %","$ 60.184,00","2022-01-31"]
[102188,"TEE  COBRE Ø 5/8\" CRDC-COMETAS","UN","GRIFERIAS,APARATOS,ACCESORIOS","77777777777 - CONTRATO CONSULTORIA CEFE COMETAS","19,00 %","$ 2.400,00","2019-07-12"]
[102189,"TEE  COBRE Ø 7/8\" CRDC-COMETAS","UN","GRIFERIAS,APARATOS,ACCESORIOS","77777777777 - CONTRATO CONSULTORIA CEFE COMETAS","19,00 %","$ 2.950,00","2019-07-12"]
[100045,"Tee  Cu  2 \" cobre **","UN","PERFILES Y DIVISIONES",null,"0,00 %","0,00"]
[3825,"TEE  CU  DE ½","UN","INST. DE GAS",null,"0,00 %","0,00"]
[106139,"TEE  POLIPROPILENO  Ø 1” (32MM)","UN","ACCESORIOS HIDROSANITARIOS","860061089 - IDRD - PROYECCIÓN","19,00 %","$ 4.447,03","2020-01-09"]
[106141,"TEE  POLIPROPILENO  Ø 11/2” (50MM)","UN","INST. HIDRAUL/SANIT. Y LAMINAS","860061089 - IDRD - PROYECCIÓN","19,00 %","$ 15.468,00","2022-01-31"]
[106140,"TEE  POLIPROPILENO  Ø 11/4” (40MM)","UN","INST. HIDRAUL/SANIT. Y LAMINAS","860061089 - IDRD - PROYECCIÓN","19,00 %","$ 9.741,01","2022-01-31"]
[106072,"TEE  POLIPROPILENO  Ø 3/4” (25MM)","UN","TUBERIA HIDROSANITARIA","860061089 - IDRD - PROYECCIÓN","19,00 %","$ 2.286,00","2020-01-09"]
[106217,"TEE  RANURADA  HIERRO DUCTIL - 1 1/2\"","UN","RED CONTRA INCENDIO","860061089 - IDRD - PROYECCIÓN","19,00 %","$ 7.304,01","2020-01-09"]
[108113,"TEE A. INOX 150L 1 1/2\" ROSCAR","UN","INST. HIDRAUL/SANIT. Y LAMINAS",null,"0,00 %","0,00"]
[107037,"TEE A. INOX 150L 2\" ROSCAR","UN","ACCESORIOS HIDROSANITARIOS",null,"0,00 %","0,00"]
[108118,"TEE A. INOX 150L 3\" ROSCAR","UN","INST. HIDRAUL/SANIT. Y LAMINAS","47874222222 - CONTRATO CONSULTORIA CDRC 1","19,00 %","$ 88.475,31","2019-08-13"]
[107044,"TEE A. INOX 150L 4\" ROSCAR","UN","ACCESORIOS HIDROSANITARIOS","47874222222 - CONTRATO CONSULTORIA CDRC 1","19,00 %","$ 143.672,50","2019-08-08"]
[106215,"TEE ACERO  NEGRO -1 1/4\"","UN","RED CONTRA INCENDIO",null,"0,00 %","0,00"]
[100040,"Tee acero al carbón  Sch40 d= 6 \" **","UN","PERFILES Y DIVISIONES","8956232 - IDRD - MEDIA ARMONICA COTIZACIONES","19,00 %","$ 194.932,00","2019-10-08"]
[100076,"Tee acero al carbón  Sch40 d=10 \" **","UN","PERFILES Y DIVISIONES",null,"0,00 %","0,00"]
[100075,"Tee acero al carbón  Sch40 d=8 \" **","UN","PERFILES Y DIVISIONES",null,"0,00 %","0,00"]
[100161,"Tee acero al carbón Sch40 d= 2 \" **","UN","PERFILES Y DIVISIONES",null,"0,00 %","0,00"]
[100033,"Tee acero al carbón Sch40 d= 2 1/2 \" **","UN","PERFILES Y DIVISIONES","8956232 - IDRD - MEDIA ARMONICA COTIZACIONES","19,00 %","$ 21.865,00","2019-10-08"]
[100162,"Tee acero al carbón Sch40 d= 3 \" **","UN","PERFILES Y DIVISIONES",null,"0,00 %","0,00"]
[106289,"Tee acero galvanizado 1 \"","UN","ACCESORIOS HIDROSANITARIOS","555555555555 - IDRD - MEDIANA DE COTIZACIONES","19,00 %","$ 3.746,00","2019-03-28"]
[106290,"Tee acero galvanizado 1 1/2\"","UN","ACCESORIOS HIDROSANITARIOS","555555555555 - IDRD - MEDIANA DE COTIZACIONES","19,00 %","$ 8.330,00","2019-03-28"]
[106291,"Tee acero galvanizado 2\"","UN","ACCESORIOS HIDROSANITARIOS","555555555555 - IDRD - MEDIANA DE COTIZACIONES","19,00 %","$ 12.273,01","2019-03-28"]
[106292,"Tee acero galvanizado 3\"","UN","ACCESORIOS HIDROSANITARIOS","555555555555 - IDRD - MEDIANA DE COTIZACIONES","19,00 %","$ 34.372,00","2019-03-28"]
[106293,"Tee acero galvanizado 4\"","UN","ACCESORIOS HIDROSANITARIOS","555555555555 - IDRD - MEDIANA DE COTIZACIONES","19,00 %","$ 60.580,00","2019-03-28"]
[106214,"TEE ACERO NEGRO - 1 \"","UN","RED CONTRA INCENDIO",null,"0,00 %","0,00"]
[106216,"TEE ACERO NEGRO - 2\"","UN","RED CONTRA INCENDIO",null,"0,00 %","0,00"]
[1775,"TEE ALCANT CxC 6\"        PAVCO","UN","TUBERIA SUBT,REJILLAS,SUMIDER.",null,"0,00 %","0,00"]
[3539,"TEE ALCANT NOVAFORT 160x160  PAVCO","UN","ACCESORIOS TUBERIA SUBTERRANEA","860061089 - IDRD - PROYECCIÓN","19,00 %","$ 82.815,00","2022-01-28"]
[3540,"TEE ALCANT NOVAFORT 200x160 S/NROMA ICONTEC","UN","ACCESORIOS TUBERIA SUBTERRANEA",null,"0,00 %","0,00"]
[2056,"TEE CALIENTE    ½\"  ULTRATEMP      PAVCO","UN","ACCESORIOS HIDROSANITARIOS","860061089 - IDRD - PROYECCIÓN","19,00 %","$ 2.692,01","2022-01-27"]
[12602,"TEE CAMXCAMXCAM PVC C907 4\"","UN","TUBOS","555555555555 - IDRD - MEDIANA DE COTIZACIONES","19,00 %","$ 736.427,00","2020-05-13"]
[103630,"TEE COBRE 1\"","UN","MISCELANEA","6555555555 - IDRD - MENOR VALOR   DE COTIZACIONES","19,00 %","$ 7.701,00","2019-03-27"]
[108081,"TEE COBRE 2 1/2\"","UN","ACCESORIOS HIDROSANITARIOS",null,"0,00 %","0,00"]
[106368,"TEE COBRE Ø 1 1/2\"","UN","TUBERIA HIDROSANITARIA","66665555555 - IDRD - MEDIA ARITMETICA DE COTIZACIONES","19,00 %","$ 21.517,00","2019-03-29"]
[106369,"TEE COBRE Ø 1 1/4\"","UN","TUBERIA HIDROSANITARIA","66665555555 - IDRD - MEDIA ARITMETICA DE COTIZACIONES","19,00 %","$ 13.373,01","2019-03-29"]
[106371,"TEE COBRE Ø 1/2\"","UN","TUBERIA HIDROSANITARIA","555555555555 - IDRD - MEDIANA DE COTIZACIONES","19,00 %","$ 1.645,00","2019-09-27"]
[102181,"TEE COBRE Ø 1/4\" CRDC-COMETAS","UN","GRIFERIAS,APARATOS,ACCESORIOS","77777777777 - CONTRATO CONSULTORIA CEFE COMETAS","19,00 %","$ 700,01","2019-07-12"]
[106370,"TEE COBRE Ø 3/4\"","UN","TUBERIA HIDROSANITARIA","66665555555 - IDRD - MEDIA ARITMETICA DE COTIZACIONES","19,00 %","$ 3.400,00","2019-03-27"]
[102183,"TEE COBRE Ø 3/8\" CRDC-COMETAS","UN","GRIFERIAS,APARATOS,ACCESORIOS","77777777777 - CONTRATO CONSULTORIA CEFE COMETAS","19,00 %","$ 750,00","2019-07-12"]
[104556,"TEE CPVC 1 1/2\"","UN","MISCELANEA",null,"0,00 %","0,00"]
[102859,"Tee CPVC 1\"  **","UN","ACCESORIOS HIDROSANITARIOS",null,"0,00 %","0,00"]
[103126,"Tee CPVC 1/2\" S/NORMA ICONTEC","UN","ACCESORIOS HIDROSANITARIOS","8956232 - IDRD - MEDIA ARMONICA COTIZACIONES","19,00 %","$ 2.667,00","2023-03-22"]
[103974,"TEE CPVC 2\"S/NORMA ICONTEC","UN","INST. HIDRAUL/SANIT. Y LAMINAS","860061099 - MEDIA ARMONICA","19,00 %","$ 105.924,01","2023-03-22"]
[103973,"TEE CPVC 3/4\"","UN","MISCELANEA",null,"0,00 %","0,00"]
[106384,"TEE CPVC Ø  11/4\"","UN","ACCESORIOS HIDROSANITARIOS",null,"0,00 %","0,00"]
[106383,"TEE CPVC Ø 2 1/2\"","UN","ACCESORIOS HIDROSANITARIOS",null,"0,00 %","0,00"]
[1018,"TEE CPVC Ø3/4\"  S/NORMA ICONTEC","UN","ACCESORIOS HIDROSANITARIOS","860061089 - IDRD - PROYECCIÓN","19,00 %","$ 4.154,00","2022-01-27"]
[107597,"Tee CPVC SCH-80 21/2\"","UN","INST. HIDRAUL/SANIT. Y LAMINAS",null,"0,00 %","0,00"]
[107601,"Tee CPVC SCH-80 3\"","UN","INST. HIDRAUL/SANIT. Y LAMINAS","66665555555 - IDRD - MEDIA ARITMETICA DE COTIZACIONES","19,00 %","$ 146.966,00","2019-11-20"]
[107604,"Tee CPVC SCH-80 4\"","UN","INST. HIDRAUL/SANIT. Y LAMINAS",null,"0,00 %","0,00"]
[107613,"Tee CPVC SCH-80 6\"","UN","INST. HIDRAUL/SANIT. Y LAMINAS",null,"0,00 %","0,00"]
[107618,"Tee CPVC SCH-80 8\"","UN","INST. HIDRAUL/SANIT. Y LAMINAS",null,"0,00 %","0,00"]
[106151,"TEE DE COBRE 1/2\"","UN","ACCESORIOS HIDROSANITARIOS","555555555555 - IDRD - MEDIANA DE COTIZACIONES","19,00 %","$ 2.100,00","2020-01-20"]
[104446,"TEE GALVANIZ.4\"","UN","INST. HIDRAUL/SANIT. Y LAMINAS",null,"0,00 %","0,00"]
[104447,"TEE GALVANIZ.6\"","UN","INST. HIDRAUL/SANIT. Y LAMINAS",null,"0,00 %","0,00"]
[107272,"TEE GALVANIZADA S.C.I. 1 1/4\"","UN","CARPINTERIA METALICA","6555555555 - IDRD - MENOR VALOR   DE COTIZACIONES","19,00 %","$ 3.569,00","2019-03-28"]
[107268,"TEE GALVANIZADA S.C.I. 3/4\"","UN","CARPINTERIA METALICA","555555555555 - IDRD - MEDIANA DE COTIZACIONES","19,00 %","$ 1.576,00","2019-03-28"]
[1168,"TEE GRES 4 x 4           MOORE","UN","TUBERIA SUBT,REJILLAS,SUMIDER.",null,"0,00 %","0,00"]
[1170,"TEE GRES 6 x 6           MOORE","UN","TUBERIA SUBT,REJILLAS,SUMIDER.",null,"0,00 %","0,00"]
[2485,"TEE GRES 8 x 8           MOORE","UN","TUBERIA SUBT,REJILLAS,SUMIDER.",null,"0,00 %","0,00"]
[100650,"Tee HG 2\" **","UN","ACCESORIOS HIDROSANITARIOS",null,"0,00 %","0,00"]
[104771,"TEE HG Ø  2 ½\"","UN","ACCESORIOS HIDROSANITARIOS",null,"0,00 %","0,00"]
[104753,"TEE HG Ø  3\"","UN","ACCESORIOS HIDROSANITARIOS",null,"0,00 %","0,00"]
[100521,"TEE HG Ø ½\"*","UN","ACCESORIOS HIDROSANITARIOS","8956232 - IDRD - MEDIA ARMONICA COTIZACIONES","19,00 %","$ 2.787,00","2023-03-21"]
[100228,"TEE HG Ø 1 ½\"","UN","ACCESORIOS HIDROSANITARIOS",null,"0,00 %","0,00"]
[104754,"TEE HG Ø4\"","UN","ACCESORIOS HIDROSANITARIOS",null,"0,00 %","0,00"]
[106977,"TEE HIERRO FUNDIDO NH 28 2\"","UN","ACCESORIOS HIDROSANITARIOS",null,"0,00 %","0,00"]
[106995,"TEE HIERRO FUNDIDO NH 28 3\"","UN","ACCESORIOS HIDROSANITARIOS",null,"0,00 %","0,00"]
[107004,"TEE HIERRO FUNDIDO NH 28 4\"","UN","ACCESORIOS HIDROSANITARIOS",null,"0,00 %","0,00"]
[107166,"TEE MECANICA H.D RANURADA 1 1/2 X 1 1/4\"","UN","RED CONTRA INCENDIO","47874222222 - CONTRATO CONSULTORIA CDRC 1","19,00 %","$ 14.160,00","2019-12-03"]
[107160,"TEE MECANICA H.D RANURADA 2 1/2 X 1 1/2\"","UN","RED CONTRA INCENDIO",null,"0,00 %","0,00"]
[107159,"TEE MECANICA H.D RANURADA 2 1/2 X 1 1/4\"","UN","RED CONTRA INCENDIO",null,"0,00 %","0,00"]
[107161,"TEE MECANICA H.D RANURADA 2 1/2 X 2\"","UN","RED CONTRA INCENDIO",null,"0,00 %","0,00"]
[107164,"TEE MECANICA H.D RANURADA 2 X 1 1/2\"","UN","RED CONTRA INCENDIO",null,"0,00 %","0,00"]
[107163,"TEE MECANICA H.D RANURADA 2 X 1 1/4\"","UN","RED CONTRA INCENDIO",null,"0,00 %","0,00"]
[107158,"TEE MECANICA ROSCADA 2 1/2 X 1\"","UN","RED CONTRA INCENDIO",null,"0,00 %","0,00"]
[107162,"TEE MECANICA ROSCADA 2 X 1\"","UN","RED CONTRA INCENDIO",null,"0,00 %","0,00"]
[1825,"TEE POLIETILENO ½\"","UN","ACCESORIOS HIDROSANITARIOS",null,"0,00 %","0,00"]
[3832,"TEE POLIETILENO 1\"","UN","INST. DE GAS",null,"0,00 %","0,00"]
[106137,"TEE POLIPROPILENO  Ø 1/2” (20MM)","UN","ACCESORIOS HIDROSANITARIOS","860061089 - IDRD - PROYECCIÓN","19,00 %","$ 1.223,00","2020-01-09"]
[106142,"TEE POLIPROPILENO  Ø 2” (63MM)","UN","INST. HIDRAUL/SANIT. Y LAMINAS","860061089 - IDRD - PROYECCIÓN","19,00 %","$ 29.260,01","2022-01-31"]
[106311,"TEE POLIPROPILENO  Ø 4”","UN","INST. HIDRAUL/SANIT. Y LAMINAS",null,"0,00 %","0,00"]
[106080,"Tee Polipropileno(1/2\")Fusión PN-16","UN","ACCESORIOS HIDROSANITARIOS",null,"0,00 %","0,00"]
[100281,"Tee Presion  PVCP 1 1/4\"   **","UN","ACCESORIOS HIDROSANITARIOS","8956232 - IDRD - MEDIA ARMONICA COTIZACIONES","19,00 %","$ 8.366,00","2022-05-04"]
[100278,"TEE PRESIÓN  PVCP 1/2\"S/NORMA ICONTEC","UN","ACCESORIOS HIDROSANITARIOS","8956232 - IDRD - MEDIA ARMONICA COTIZACIONES","19,00 %","$ 1.107,00","2023-03-09"]
[100500,"Tee Presion  PVCP 2 1/2\"  SCH40 **","UN","ACCESORIOS HIDROSANITARIOS","860061089 - IDRD - PROYECCIÓN","19,00 %","$ 44.995,01","2022-01-27"]
[685,"TEE PRESION 1/2\" PVC S/NORMA ICONTEC","UN","ACCESORIOS HIDROSANITARIOS","8956232 - IDRD - MEDIA ARMONICA COTIZACIONES","19,00 %","$ 926,00","2023-03-16"]
[343,"TEE PRESION 1¼\" PVC  S/NORMA ICONTEC","UN","ACCESORIOS HIDROSANITARIOS","8956232 - IDRD - MEDIA ARMONICA COTIZACIONES","19,00 %","$ 8.366,00","2022-05-02"]
[686,"TEE PRESION 1½\" PVC-  S/NORMA ICONTEC","UN","ACCESORIOS HIDROSANITARIOS","8956232 - IDRD - MEDIA ARMONICA COTIZACIONES","19,00 %","$ 10.778,00","2023-03-16"]
[100698,"TEE PRESION 2½\" PVC  S/NORMA ICONTEC","UN","ACCESORIOS HIDROSANITARIOS","860061089 - IDRD - PROYECCIÓN","19,00 %","$ 45.286,00","2022-01-27"]
[100703,"TEE PRESION 3\"  PVC S/NORMA ICONTEC","UN","ACCESORIOS HIDROSANITARIOS","8956232 - IDRD - MEDIA ARMONICA COTIZACIONES","19,00 %","$ 66.687,01","2023-03-09"]
[345,"TEE PRESION 3/4\" PVC S/NORMA ICONTEC","UN","ACCESORIOS HIDROSANITARIOS","8956232 - IDRD - MEDIA ARMONICA COTIZACIONES","19,00 %","$ 1.453,00","2023-03-16"]
[965,"TEE PRESION 4\" PVC       PAVCO","UN","ACCESORIOS HIDROSANITARIOS","860061089 - IDRD - PROYECCIÓN","19,00 %","$ 123.027,00","2022-01-27"]
[361,"TEE PRESION Ø 1\"  S/NORMA ICONTEC","UN","ACCESORIOS HIDROSANITARIOS","555555555555 - IDRD - MEDIANA DE COTIZACIONES","19,00 %","$ 3.456,00","2023-03-21"]
[100697,"TEE PRESION Ø2\"  S/NORMA ICONTEC","UN","ACCESORIOS HIDROSANITARIOS","8956232 - IDRD - MEDIA ARMONICA COTIZACIONES","19,00 %","$ 17.372,00","2023-03-21"]
[107571,"Tee Presión PVC - Ø6\"","UN","INST. HIDRAUL/SANIT. Y LAMINAS","860061089 - IDRD - PROYECCIÓN","19,00 %","$ 216.937,00","2022-01-31"]
[105701,"TEE PRESION PVC.P 6\" S/NOMA INCONTEC","UN","INST. HIDRAUL/SANIT. Y LAMINAS","860061089 - IDRD - PROYECCIÓN","19,00 %","$ 216.937,00","2022-01-31"]
[100280,"Tee Presion SW PVCP  1\"  SCH40 **","UN","ACCESORIOS HIDROSANITARIOS","860061089 - IDRD - PROYECCIÓN","19,00 %","$ 3.318,01","2022-01-27"]
[100290,"Tee Presion SW PVCP  10\"  SCH40 **","UN","ACCESORIOS HIDROSANITARIOS",null,"0,00 %","0,00"]
[100291,"Tee Presion SW PVCP  12\"  SCH40 **","UN","ACCESORIOS HIDROSANITARIOS",null,"0,00 %","0,00"]
[100284,"Tee Presion SW PVCP  2 1/2\"  SCH40 **","UN","ACCESORIOS HIDROSANITARIOS","860061089 - IDRD - PROYECCIÓN","19,00 %","$ 44.995,01","2022-01-27"]
[100283,"Tee Presion SW PVCP  2\"  SCH40 **","UN","ACCESORIOS HIDROSANITARIOS","860061089 - IDRD - PROYECCIÓN","19,00 %","$ 18.959,00","2022-01-27"]
[100285,"Tee Presion SW PVCP  3\"  SCH40 **","UN","ACCESORIOS HIDROSANITARIOS","860061089 - IDRD - PROYECCIÓN","19,00 %","$ 98.202,00","2022-01-27"]
[100279,"Tee Presion SW PVCP  3/4\"  SCH40 **","UN","ACCESORIOS HIDROSANITARIOS","860061089 - IDRD - PROYECCIÓN","19,00 %","$ 1.796,00","2022-01-27"]
[100277,"Tee Presion SW PVCP  3/8\"  SCH40 **","UN","ACCESORIOS HIDROSANITARIOS",null,"0,00 %","0,00"]
[100286,"Tee Presion SW PVCP  4\"  SCH40 **","UN","ACCESORIOS HIDROSANITARIOS",null,"0,00 %","0,00"]
[100288,"Tee Presion SW PVCP  6\"  SCH40 **","UN","ACCESORIOS HIDROSANITARIOS",null,"0,00 %","0,00"]
[100289,"Tee Presion SW PVCP  8\"  SCH40 **","UN","ACCESORIOS HIDROSANITARIOS",null,"0,00 %","0,00"]
[100282,"Tee Presion SW PVCP 1 1/2\"  SCH40 **","UN","ACCESORIOS HIDROSANITARIOS","860061089 - IDRD - PROYECCIÓN","19,00 %","$ 11.914,01","2022-01-27"]
[100287,"Tee Presion SW PVCP 5\"  SCH40 **","UN","ACCESORIOS HIDROSANITARIOS",null,"0,00 %","0,00"]
[2051,"TEE PVC GAS  3/4\"","UN","ACCESORIOS HIDROSANITARIOS",null,"0,00 %","0,00"]
[100196,"TEE Pvc gas 1\" **","UN","ACCESORIOS HIDROSANITARIOS",null,"0,00 %","0,00"]
[100195,"TEE Pvc gas 1/2\"  **","UN","ACCESORIOS HIDROSANITARIOS",null,"0,00 %","0,00"]
[107583,"Tee pvc Presión Ø10\"","UN","INST. HIDRAUL/SANIT. Y LAMINAS",null,"0,00 %","0,00"]
[107536,"Tee pvc Presión Ø8\"","UN","INST. HIDRAUL/SANIT. Y LAMINAS",null,"0,00 %","0,00"]
[106897,"TEE PVC-P SCH 80 2 1/2\"","UN","ACCESORIOS HIDROSANITARIOS",null,"0,00 %","0,00"]
[106894,"TEE PVC-P SCH 80 2\"","UN","ACCESORIOS HIDROSANITARIOS",null,"0,00 %","0,00"]
[106901,"TEE PVC-P SCH 80 3\"","UN","ACCESORIOS HIDROSANITARIOS",null,"0,00 %","0,00"]
[106906,"TEE PVC-P SCH 80 4\"","UN","ACCESORIOS HIDROSANITARIOS",null,"0,00 %","0,00"]
[106913,"TEE PVC-P SCH 80 6\"","UN","ACCESORIOS HIDROSANITARIOS",null,"0,00 %","0,00"]
[107698,"Tee PVC-presión Ø21/2\"","UN","INST. HIDRAUL/SANIT. Y LAMINAS",null,"0,00 %","0,00"]
[108085,"TEE PVC-S 10\"","UN","ACCESORIOS HIDROSANITARIOS","66665555555 - IDRD - MEDIA ARITMETICA DE COTIZACIONES","19,00 %","$ 430.311,00","2020-01-20"]
[107015,"TEE PVC-S 8\"","UN","ACCESORIOS HIDROSANITARIOS","66665555555 - IDRD - MEDIA ARITMETICA DE COTIZACIONES","19,00 %","$ 214.309,00","2020-01-20"]
[106218,"TEE RANURADA HIERRO DUCTIL -  2\"","UN","RED CONTRA INCENDIO","860061089 - IDRD - PROYECCIÓN","19,00 %","$ 12.766,00","2020-01-09"]
[106221,"TEE RANURADA HIERRO DUCTIL -  4\"","UN","RED CONTRA INCENDIO","860061089 - IDRD - PROYECCIÓN","19,00 %","$ 38.509,99","2020-01-09"]
[106219,"TEE RANURADA HIERRO DUCTIL - 2 ½\"","UN","RED CONTRA INCENDIO","860061089 - IDRD - PROYECCIÓN","19,00 %","$ 17.422,00","2020-01-09"]
[106220,"TEE RANURADA HIERRO DUCTIL - 3\"","UN","RED CONTRA INCENDIO","860061089 - IDRD - PROYECCIÓN","19,00 %","$ 23.219,01","2020-01-09"]
[106222,"TEE RANURADA HIERRO DUCTIL - 6\"","UN","RED CONTRA INCENDIO",null,"0,00 %","0,00"]
[107150,"TEE RANURADA HIERRO DUCTIL - 8\"","UN","RED CONTRA INCENDIO",null,"0,00 %","0,00"]
[102498,"TEE REDUCCION MEC PVC (ACUEDUCTO)  ø 4\" X 3\"","UN","ACCESORIOS HIDROSANITARIOS",null,"0,00 %","0,00"]
[101067,"TEE reducida polietileno (gas) 1\"x1/2\" **","UN","ACCESORIOS HIDROSANITARIOS",null,"0,00 %","0,00"]
[100198,"TEE reducida Pvc gas 1\"x1/2\" **","UN","ACCESORIOS HIDROSANITARIOS",null,"0,00 %","0,00"]
[100199,"TEE reducida Pvc gas 1\"x3/4\" **","UN","ACCESORIOS HIDROSANITARIOS",null,"0,00 %","0,00"]
[100197,"TEE reducida Pvc gas 3/4\"x1/2\" **","UN","ACCESORIOS HIDROSANITARIOS",null,"0,00 %","0,00"]
[102841,"TEE SANITARIA 4x3\"         PAVCO","UN","ACCESORIOS HIDROSANITARIOS","860061089 - IDRD - PROYECCIÓN","19,00 %","$ 36.501,01","2022-02-28"]
[1176,"TEE SANITARIA 6\" PVC S/NORMA ICONTEC","UN","ACCESORIOS HIDROSANITARIOS","860061089 - IDRD - PROYECCIÓN","19,00 %","$ 100.770,00","2022-01-27"]
[100704,"TEE SANITARIA Ø 2\" S/NORMA ICONTEC","UN","ACCESORIOS HIDROSANITARIOS","8956232 - IDRD - MEDIA ARMONICA COTIZACIONES","19,00 %","$ 7.449,00","2023-03-21"]
[1111,"TEE SANITARIA Ø 3\"S/NORMA ICONTEC","UN","ACCESORIOS HIDROSANITARIOS","555555555555 - IDRD - MEDIANA DE COTIZACIONES","19,00 %","$ 7.500,00","2023-03-21"]
[2061,"TEE SANITARIA Ø 4\" S/NORMA ICONTEC","UN","ACCESORIOS HIDROSANITARIOS","555555555555 - IDRD - MEDIANA DE COTIZACIONES","19,00 %","$ 17.900,00","2023-03-21"]
[103601,"TEE SANITARIA Ø3\"S/NORMA (NO USAR)","UN","INST. HIDRAUL/SANIT. Y LAMINAS",null,"0,00 %","0,00"]
[103897,"TEE UNION MEC PVC (ACUEDUCTO ) ø  3\"X 3\" X 3\"","UN","MISCELANEA",null,"0,00 %","0,00"]
[104111,"TEE UNION MEC PVC (ACUEDUCTO ) ø  4\"X 3\" X 4\"","UN","ACCESORIOS HIDROSANITARIOS",null,"0,00 %","0,00"]
[101820,"TEE UNION MEC PVC (ACUEDUCTO ) ø  4\"X 4\" X 4\"","UN","ACCESORIOS HIDROSANITARIOS",null,"0,00 %","0,00"]
[103859,"TEE UNION MEC PVC (ACUEDUCTO)  ø 3\" X 2\" X 3\"","UN","ACCESORIOS HIDROSANITARIOS","8956232 - IDRD - MEDIA ARMONICA COTIZACIONES","19,00 %","$ 42.909,00","2019-02-04"]
[100833,"TEE UNION MEC PVC (ACUEDUCTO)  ø 4\" X 2\" x 4\"","UN","ACCESORIOS HIDROSANITARIOS",null,"0,00 %","0,00"]
[103455,"TEE-PEAD-160-PE100PN10**","UN","INST. DE GAS",null,"0,00 %","0,00"]
[102128,"TeePVC Sanitaria Ø8\"","UN","ACCESORIOS HIDROSANITARIOS","860061089 - IDRD - PROYECCIÓN","19,00 %","$ 443.420,00","2022-01-28"]
[102871,"TEJA  ARQUITECTONICA  ACESCO TRAPEZOIDAL CAL.26 PREPINTADA","M2","CUBIERTAS","860061089 - IDRD - PROYECCIÓN","19,00 %","$ 41.043,00","2022-02-01"]
[101170,"TEJA  DE ZINC (2.14X0.82)  de 1A","UN","CUBIERTAS Y ACCESORIOS","860061089 - IDRD - PROYECCIÓN","19,00 %","$ 22.733,00","2022-02-01"]
[101168,"TEJA  DE ZINC (2.14X0.82) Imperfecta.","UN","CUBIERTAS Y ACCESORIOS",null,"0,00 %","0,00"]
[227,"TEJA  PLACA Ond. No.  8","UN","CUBIERTAS Y ACCESORIOS","860061089 - IDRD - PROYECCIÓN","19,00 %","$ 40.115,00","2022-06-08"]
[2934,"TEJA \"S\" Natural Terracota SANTAFE","UN","CUBIERTAS Y ACCESORIOS","860061089 - IDRD - PROYECCIÓN","19,00 %","$ 2.981,00","2022-06-08"]
[2293,"TEJA ACRILICA No.  4 Ond. 2mm.","UN","CUBIERTAS",null,"0,00 %","0,00"]
[2294,"TEJA ACRILICA No.  4 Ond. 3mm.","UN","CUBIERTAS",null,"0,00 %","0,00"]
[2295,"TEJA ACRILICA No.  5 Ond. 2mm.","UN","CUBIERTAS",null,"0,00 %","0,00"]
[2296,"TEJA ACRILICA No.  5 Ond. 3mm.","UN","CUBIERTAS",null,"0,00 %","0,00"]
[218,"TEJA ACRILICA No.  6 Ond. 2mm.","UN","CUBIERTAS",null,"0,00 %","0,00"]
[2066,"TEJA ACRILICA No.  6 Ond. 3mm.","UN","CUBIERTAS","860061089 - IDRD - PROYECCIÓN","19,00 %","$ 46.238,00","2023-03-28"]
[2297,"TEJA ACRILICA No.  8 Ond. 2mm.","UN","CUBIERTAS",null,"0,00 %","0,00"]
[2298,"TEJA ACRILICA No.  8 Ond. 3mm.","UN","CUBIERTAS",null,"0,00 %","0,00"]
[2299,"TEJA ACRILICA No. 10 Ond. 3mm.","UN","CUBIERTAS",null,"0,00 %","0,00"]
[108100,"Teja Ajota Policarbonato A-360 Ajover (3.60x0.83m","UN","CUBIERTAS",null,"0,00 %","0,00"]
[100613,"TEJA AJOTA POLICARBONATO AJOVER (0.83X1.80)","M2","MISCELANEA",null,"0,00 %","0,00"]
[104607,"TEJA AJOTA TRASLUCIDA 3.00 Ml  trapezoidal Ajover","UN","CUBIERTAS",null,"0,00 %","0,00"]
[100576,"Teja Ajover termo acustica  **","M2","CUBIERTAS Y ACCESORIOS","860061089 - IDRD - PROYECCIÓN","19,00 %","$ 44.562,00","2023-03-29"]
[100010,"Teja Arizona  termo acustica  **","M2","CUBIERTAS Y ACCESORIOS",null,"0,00 %","0,00"]
[2034,"TEJA BAVARA   AA Ref.763 MOORE","M2","CUBIERTAS Y ACCESORIOS",null,"0,00 %","0,00"]
[229,"TEJA CABLLETE AA Ref.771 MOORE","ML","CUBIERTAS Y ACCESORIOS",null,"0,00 %","0,00"]
[518,"TEJA CABLLETE AA Ref.772 MOORE","UN","CUBIERTAS Y ACCESORIOS",null,"0,00 %","0,00"]
[100623,"Teja Cal24 termoAcustic2Cara pintad luxacustic **","M2","CUBIERTAS Y ACCESORIOS",null,"0,00 %","0,00"]
[100604,"Teja Cal24termoAcustica sinPintar luxacustic poliu","M2","CUBIERTAS Y ACCESORIOS",null,"0,00 %","0,00"]
[3274,"TEJA CINDU CLIMATIZADA ancho .68","ML","CUBIERTAS Y ACCESORIOS",null,"0,00 %","0,00"]
[996,"TEJA CINDU CLIMATIZADA ancho .78","ML","CUBIERTAS Y ACCESORIOS",null,"0,00 %","0,00"]
[2970,"TEJA CRISTAL  POLICARBONATO No.10      AJOVER","UN","CUBIERTAS Y ACCESORIOS",null,"0,00 %","0,00"]
[2453,"TEJA CRISTAL No. 4  POLICARBONATO     AJOVER","UN","CUBIERTAS Y ACCESORIOS",null,"0,00 %","0,00"]
[2454,"TEJA CRISTAL No. 5      AJOVER","UN","CUBIERTAS Y ACCESORIOS",null,"0,00 %","0,00"]
[2971,"TEJA CRISTAL No.12      AJOVER","UN","CUBIERTAS Y ACCESORIOS",null,"0,00 %","0,00"]
[2455,"TEJA CRISTAL POLICARBONATO  No. 6      AJOVER","UN","CUBIERTAS Y ACCESORIOS",null,"0,00 %","0,00"]
[2456,"TEJA CRISTAL POLICARBONATO  No. 8      AJOVER","UN","CUBIERTAS Y ACCESORIOS",null,"0,00 %","0,00"]
[103599,"TEJA DE ZINC ACESCO(3.05X0.80M)Nº10.Cal.33**","UN","MISCELANEA","8956232 - IDRD - MEDIA ARMONICA COTIZACIONES","19,00 %","$ 37.383,01","2019-02-27"]
[104320,"TEJA DE ZINC(TZO) Cal.33 (2.44*0.80M)","UN","FERRETERIA Y HERRAMIENTAS","860061089 - IDRD - PROYECCIÓN","19,00 %","$ 24.040,00","2022-01-30"]
[108097,"Teja Dekoceiling pvc 7mmBlanco Arkos o equivalente","UN","CIELO RASOS",null,"0,00 %","0,00"]
[2598,"TEJA ESPAÑOLA         S/CRIST.","UN","CUBIERTAS Y ACCESORIOS",null,"0,00 %","0,00"]
[222,"TEJA ESPAÑOLA  0.74 M. ETERNIT","UN","CUBIERTAS Y ACCESORIOS","860061089 - IDRD - PROYECCIÓN","19,00 %","$ 55.712,00","2023-03-28"]
[223,"TEJA ESPAÑOLA  1.34 M. ETERNIT","UN","CUBIERTAS Y ACCESORIOS","860061089 - IDRD - PROYECCIÓN","19,00 %","$ 71.465,00","2023-03-28"]
[103544,"TEJA ESPAÑOLA  1.60X1.00mts. ETERNIT","UN","CUBIERTAS Y ACCESORIOS",null,"0,00 %","0,00"]
[9418,"TEJA ETERNIT   No 5","UN","CUBIERTAS Y ACCESORIOS",null,"0,00 %","0,00"]
[9417,"TEJA ETERNIT  No 4","UN","CUBIERTAS Y ACCESORIOS",null,"0,00 %","0,00"]
[9419,"TEJA ETERNIT  No 6","UN","CUBIERTAS Y ACCESORIOS","860061089 - IDRD - PROYECCIÓN","19,00 %","$ 40.496,00","2022-02-01"]
[103548,"TEJA ETERNIT  No 6 CON CLARABOYA","UN","CUBIERTAS Y ACCESORIOS",null,"0,00 %","0,00"]
[1954,"TEJA FIBROCEMENTO  No. 10","UN","CUBIERTAS Y ACCESORIOS","860061089 - IDRD - PROYECCIÓN","19,00 %","$ 51.698,00","2022-06-08"]
[9420,"TEJA FIBROCEMENTO CEMENTO  No 8","UN","CUBIERTAS Y ACCESORIOS","8956232 - IDRD - MEDIA ARMONICA COTIZACIONES","19,00 %","$ 48.132,00","2023-02-20"]
[1664,"TEJA HEXAGONAL 3.5 mm.","M2","CUBIERTAS Y ACCESORIOS",null,"0,00 %","0,00"]
[228,"TEJA INGLESA  AA Ref.761 MOORE","M2","CUBIERTAS Y ACCESORIOS",null,"0,00 %","0,00"]
[9421,"TEJA ONDULADA FIBROCEMENTO    No 10","UN","CUBIERTAS Y ACCESORIOS","860061089 - IDRD - PROYECCIÓN","19,00 %","$ 52.851,01","2022-02-01"]
[224,"TEJA ONDULADA FIBROCEMENTO No.  4","UN","CUBIERTAS Y ACCESORIOS","860061089 - IDRD - PROYECCIÓN","19,00 %","$ 20.587,00","2022-02-01"]
[1951,"TEJA ONDULIT No.  4    ETERNIT","UN","CUBIERTAS Y ACCESORIOS",null,"0,00 %","0,00"]
[1952,"TEJA ONDULIT No.  6    ETERNIT","UN","CUBIERTAS Y ACCESORIOS",null,"0,00 %","0,00"]
[1953,"TEJA ONDULIT No.  8    ETERNIT","UN","CUBIERTAS Y ACCESORIOS",null,"0,00 %","0,00"]
[2239,"TEJA PLACA Ond. No.  2 ETERNIT","UN","CUBIERTAS Y ACCESORIOS",null,"0,00 %","0,00"]
[225,"TEJA PLACA Ond. No.  5 ETERNIT","UN","CUBIERTAS Y ACCESORIOS",null,"0,00 %","0,00"]
[226,"TEJA PLACA Ond. No.  6 ETERNIT","UN","CUBIERTAS Y ACCESORIOS","860061089 - IDRD - PROYECCIÓN","19,00 %","$ 29.592,00","2023-03-28"]
[2240,"TEJA PLACA Ond. No. 10 ETERNIT","UN","CUBIERTAS Y ACCESORIOS",null,"0,00 %","0,00"]
[249,"TEJA PLANA    AA Ref.763 MOORE","M2","CUBIERTAS Y ACCESORIOS",null,"0,00 %","0,00"]
[1932,"TEJA PLANA 25x15 NATURAL MOORE","UN","CUBIERTAS Y ACCESORIOS",null,"0,00 %","0,00"]
[1931,"TEJA PLANA 25x15 Vitrif  MOORE","UN","CUBIERTAS Y ACCESORIOS",null,"0,00 %","0,00"]
[2481,"TEJA PLANA 25x17 NATURAL MOORE","UN","CUBIERTAS Y ACCESORIOS",null,"0,00 %","0,00"]
[235,"TEJA Plast. #4 AJONIT   AJOVER","UN","CUBIERTAS Y ACCESORIOS",null,"0,00 %","0,00"]
[230,"TEJA Plast. #4 RURALIT  AJOVER","UN","CUBIERTAS Y ACCESORIOS",null,"0,00 %","0,00"]
[165,"TEJA Plast. #5 AJONIT   AJOVER","UN","CUBIERTAS Y ACCESORIOS",null,"0,00 %","0,00"]
[2972,"TEJA Plast. #5 RURALIT  AJOVER","UN","CUBIERTAS Y ACCESORIOS",null,"0,00 %","0,00"]
[360,"TEJA Plast. #6 AJONIT   AJOVER","UN","CUBIERTAS Y ACCESORIOS",null,"0,00 %","0,00"]
[231,"TEJA Plast. #6 RURALIT  AJOVER","UN","CUBIERTAS Y ACCESORIOS",null,"0,00 %","0,00"]
[322,"TEJA Plast. #8 AJONIT   AJOVER","UN","CUBIERTAS Y ACCESORIOS",null,"0,00 %","0,00"]
[1944,"TEJA Plast. #8 RURALIT  AJOVER","UN","CUBIERTAS Y ACCESORIOS",null,"0,00 %","0,00"]
[1660,"TEJA Plast.#10 AJONIT   AJOVER","UN","CUBIERTAS Y ACCESORIOS","860061089 - IDRD - PROYECCIÓN","19,00 %","$ 74.511,01","2023-03-28"]
[2979,"TEJA Plast.#10 RURALIT  AJOVER","UN","CUBIERTAS Y ACCESORIOS",null,"0,00 %","0,00"]
[2767,"TEJA Plast.ESPAÑOLA grande                  AJOVER","UN","CUBIERTAS Y ACCESORIOS",null,"0,00 %","0,00"]
[404,"TEJA Plast.ESPAÑOLA pequeña   AJOVER","UN","CUBIERTAS Y ACCESORIOS",null,"0,00 %","0,00"]
[1858,"TEJA RECTANGULAR 3.5 mm.","M2","CUBIERTAS Y ACCESORIOS",null,"0,00 %","0,00"]
[2306,"TEJA REYNALUM 66  2.40 x 74   2mm.","UN","CUBIERTAS",null,"0,00 %","0,00"]
[2307,"TEJA REYNALUM 77  2.40 x 85   3mm.","UN","CUBIERTAS",null,"0,00 %","0,00"]
[3484,"TEJA ROYALCO ANDINA","M2","CUBIERTAS",null,"0,00 %","0,00"]
[232,"TEJA RURALIT No.4","UN","CUBIERTAS Y ACCESORIOS",null,"0,00 %","0,00"]
[233,"TEJA RURALIT No.6","UN","CUBIERTAS Y ACCESORIOS",null,"0,00 %","0,00"]
[234,"TEJA RURALIT No.8","UN","CUBIERTAS Y ACCESORIOS",null,"0,00 %","0,00"]
[106893,"Teja Sanwich Aluzinc Cal.26+poliuretano525C","M2","CUBIERTAS","860061089 - IDRD - PROYECCIÓN","19,00 %","$ 220.228,00","2022-06-08"]
[2474,"TEJA SHINGLE Marathon","M2","CUBIERTAS Y ACCESORIOS","860061089 - IDRD - PROYECCIÓN","19,00 %","$ 48.382,00","2022-06-08"]
[3067,"TEJA SHINGLE SPANISH RED S/inst. Fglas","M2","CUBIERTAS Y ACCESORIOS",null,"0,00 %","0,00"]
[100011,"Teja sin traslapos  termo acustica  **","M2","CUBIERTAS Y ACCESORIOS",null,"0,00 %","0,00"]
[236,"TEJA TEJALIT # 4 DOBLE ETERNIT","UN","CUBIERTAS Y ACCESORIOS",null,"0,00 %","0,00"]
[237,"TEJA TEJALIT # 6 DOBLE ETERNIT","UN","CUBIERTAS Y ACCESORIOS",null,"0,00 %","0,00"]
[238,"TEJA TEJALIT # 8 DOBLE ETERNIT","UN","CUBIERTAS Y ACCESORIOS",null,"0,00 %","0,00"]
[100351,"Teja termo acustica Ajover trapezoidal  **","M2","CUBIERTAS Y ACCESORIOS",null,"0,00 %","0,00"]
[101021,"Teja Trapeziodal Acero galvanizadaCal.24(1.13x2.40","UN","CUBIERTAS","66665555555 - IDRD - MEDIA ARITMETICA DE COTIZACIONES","19,00 %","$ 69.599,99","2019-03-04"]
[239,"TEJA Tripl.No.1 179x117 Acr.2mm","UN","CUBIERTAS",null,"0,00 %","0,00"]
[2067,"TEJA Tripl.No.1 179x117Acr.3mm","UN","CUBIERTAS",null,"0,00 %","0,00"]
[2304,"TEJA Tripl.No.2 240x117 Acr.2mm","UN","CUBIERTAS",null,"0,00 %","0,00"]
[2303,"TEJA Tripl.No.2 240x117 Acr.3mm","UN","CUBIERTAS",null,"0,00 %","0,00"]
[2301,"TEJA Tripl.No.5 145x117  Acr.2mm","UN","CUBIERTAS",null,"0,00 %","0,00"]
[2302,"TEJA Tripl.No.5 145x117  Acr.3mm","UN","CUBIERTAS",null,"0,00 %","0,00"]
[102111,"Teja zinc No. 10 de 3.05m x 0.8m calibre 33 **","UN","CUBIERTAS",null,"0,00 %","0,00"]
[108165,"TejaGip Clase 7color T3 CristalPrismaxPanel a 42","M2","CUBIERTAS",null,"0,00 %","0,00"]
[3636,"TELA  VERDE LONA CERRAMIENTO","M2","FERRETERIA","8956232 - IDRD - MEDIA ARMONICA COTIZACIONES","19,00 %","$ 1.989,00","2023-03-13"]
[103110,"TELA ASFALTICA","M2","IMPERMEABIL.,ADITIVOS,QUIMICOS","860061089 - IDRD - PROYECCIÓN","19,00 %","$ 2.576,00","2023-03-27"]
[715,"TELA ASFALTICA No.30     TEXSA","M2","IMPERMEABIL.,ADITIVOS,QUIMICOS",null,"0,00 %","0,00"]
[3637,"TELA DE CERRAMIENTO AZUL Y VERDE  H =2.00M","ML","ELEMENTOS DE SEGURIDAD","860061089 - IDRD - PROYECCIÓN","19,00 %","$ 2.158,01","2023-03-29"]
[1960,"TELA POLIESTER ROLLO 100 M2 (30 gr/m2)","M2","AISLAMIENTOS","860061089 - IDRD - PROYECCIÓN","19,00 %","$ 1.484,00","2022-01-28"]
[627,"TELEDUCHA CROMADA MODERNA  GRIVAL","UN","GRIFERIAS,APARATOS,ACCESORIOS",null,"0,00 %","0,00"]
[106380,"TELEDUCHAS DESLIZABLES BRENA-Corona","UN","GRIFERIA","555555555555 - IDRD - MEDIANA DE COTIZACIONES","19,00 %","$ 232.414,00","2019-03-28"]
[101049,"TELEFONO PUBLICO -PEDEST.DOBLE( M-20)Suministro","UN","OTROS PREFABRICADOS",null,"0,00 %","0,00"]
[104962,"TELERRUPTOR BIPOLAR   DE 120V-16AMPERIOS","UN","APARATOS ELECTRICOS","860061089 - IDRD - PROYECCIÓN","19,00 %","$ 28.026,00","2020-01-09"]
[104793,"TELERRUPTOR BIPOLAR 120V-16AMPERIOS","UN","CORTACIRCUITOS",null,"0,00 %","0,00"]
[108998,"Telerruptor bipolar 40 A, 250 V AC","UN","APARATOS ELECTRICOS",null,"0,00 %","0,00"]
[104975,"TELERRUPTOR MONOPOLAR 120V-16 AMP.","UN","APARATOS ELECTRICOS",null,"0,00 %","0,00"]
[12769,"TELUROMETRO Alquiler","DD","VARIOS","860061089 - IDRD - PROYECCIÓN","19,00 %","$ 496.097,01","2022-01-27"]
[105501,"TEMPERATURA","UN","ENSAYOS DE LABORATORIO",null,"0,00 %","0,00"]
[105032,"Templete o Tensor Ø 3/8\" Trabajo Pesado","UN","FERRETERIA Y HERRAMIENTAS","8956232 - IDRD - MEDIA ARMONICA COTIZACIONES","19,00 %","$ 11.770,00","2023-03-22"]
[102614,"Templete para Guaya** 5/8","UN","MOBILIARIO URBANO Y SEÑALIZAC.","860061089 - IDRD - PROYECCIÓN","19,00 %","$ 22.565,01","2022-01-30"]
[104536,"TEMPLETE VARILLA  DE 1/4\" CON ROSCA","ML","ACCESORIOS",null,"0,00 %","0,00"]
[533,"TENAZA UÑA Y BOLA 8\"","UN","HERRAMIENTA",null,"0,00 %","0,00"]
[12657,"tendones tipo reata 1\" ","ML","GEOSINTETICOS","666665454444 - IDRD - MENOR PRECIO DE COTIZACIONES","19,00 %","$ 7.231,63","2020-08-11"]
[105518,"TENSOACTIVOS","UN","ENSAYOS DE LABORATORIO",null,"0,00 %","0,00"]
[104020,"Tensor 5/16\"","UN","MISCELANEA",null,"0,00 %","0,00"]
[105867,"Tensor Acero Inox. Ansi 316Trinqute Interno (2)per","UN","MOBILIARIO PARQUES",null,"0,00 %","0,00"]
[102746,"Tensor Banner 3/8 x 6\"**","UN","FERRETERIA","8956232 - IDRD - MEDIA ARMONICA COTIZACIONES","19,00 %","$ 20.786,00","2023-03-16"]
[107458,"TENSOR CORCHERAS LATON CROM piscina","UN","PISCINAS","562221312 - IDRD - VALOR CIO AJUSTADO","19,00 %","$ 873.692,00","2020-12-29"]
[106104,"terminal  cobre para cable 400 MCM","UN","APARATOS ELECTRICOS",null,"0,00 %","0,00"]
[103398,"TERMINAL ADAPTADOR EMT  1 1/2\" **","UN","INST. ELECTRICAS","860061089 - IDRD - PROYECCIÓN","19,00 %","$ 2.710,00","2022-01-31"]
[103114,"TERMINAL ADAPTADOR PVC  1 \"","UN","TUBERIA","860061089 - IDRD - PROYECCIÓN","19,00 %","$ 797,00","2022-06-07"]
[104051,"TERMINAL ADAPTADOR PVC  2\"","UN","MISCELANEA",null,"0,00 %","0,00"]
[104052,"TERMINAL APADTADOR PVC 3\"","UN","MISCELANEA",null,"0,00 %","0,00"]
[104053,"TERMINAL APADTADOR PVC 6\"","UN","MISCELANEA",null,"0,00 %","0,00"]
[102751,"TERMINAL AUTODESFORRE**","UN","APARATOS ELECTRICOS",null,"0,00 %","0,00"]
[109027,"TERMINAL BARRERA ABATIBLE","ML","APARATOS ELECTRICOS",null,"0,00 %","0,00"]
[106786,"TERMINAL- BOQUILLA   IMC GALVANIZADA  Ø 6\"","UN","APARATOS ELECTRICOS","860061089 - IDRD - PROYECCIÓN","19,00 %","$ 98.095,00","2022-01-28"]
[103696,"TERMINAL BORNA No. 4","UN","MISCELANEA",null,"0,00 %","0,00"]
[106665,"TERMINAL BORNA PARA CABLE #250 (1/2\")","UN","CABLES",null,"0,00 %","0,00"]
[106667,"TERMINAL BORNA PARA CABLE 2/0","UN","CABLES","8956232 - IDRD - MEDIA ARMONICA COTIZACIONES","19,00 %","$ 2.654,89","2019-09-23"]
[106669,"TERMINAL BORNA PARA CABLE 4/0","UN","CABLES","860061089 - IDRD - PROYECCIÓN","19,00 %","$ 5.968,00","2022-01-31"]
[3057,"TERMINAL COAXIALTV AMER+TAPA MAX L/NEX","UN","APARATOS ELECTRICOS",null,"0,00 %","0,00"]
[104794,"TERMINAL CONDUIT PVC 1 1/2\"","UN","TUBERIA",null,"0,00 %","0,00"]
[104407,"TERMINAL CONDUIT PVC 1/2\" **","UN","INST. ELECTRICAS","860061099 - MEDIA ARMONICA","19,00 %","$ 600,00","2023-03-22"]
[106840,"TERMINAL CONDUIT PVC 3/4\"","UN","APARATOS ELECTRICOS","860061099 - MEDIA ARMONICA","19,00 %","$ 485,00","2023-03-22"]
[768,"TERMINAL CONDUIT PVC DE 1\"","UN","TUBERIA","860061089 - IDRD - PROYECCIÓN","19,00 %","$ 1.251,00","2022-02-08"]
[105338,"TERMINAL CONECTOR EMT Ø 1\"","UN","TUBERIA",null,"0,00 %","0,00"]
[107776,"TERMINAL CONECTOR PVC- 3/4\"","UN","INST. ELECTRICAS",null,"0,00 %","0,00"]
[104724,"TERMINAL DE COBRE   ESTAÑADO N°6","UN","CABLES","8956232 - IDRD - MEDIA ARMONICA COTIZACIONES","19,00 %","$ 1.022,00","2022-05-05"]
[104723,"TERMINAL DE COBRE  N°2","UN","CABLES","8956232 - IDRD - MEDIA ARMONICA COTIZACIONES","19,00 %","$ 3.651,00","2022-06-06"]
[104725,"TERMINAL DE COBRE 8\"","UN","CABLES","860061089 - IDRD - PROYECCIÓN","19,00 %","$ 908,01","2022-06-06"]
[104726,"TERMINAL DE COBRE ESTAÑADO  N°10","UN","CABLES","8956232 - IDRD - MEDIA ARMONICA COTIZACIONES","19,00 %","$ 661,00","2022-05-04"]
[104976,"TERMINAL DE COBRE N° 4","UN","CABLES","860061089 - IDRD - PROYECCIÓN","19,00 %","$ 2.233,00","2022-06-06"]
[109002,"TERMINAL DE CONTROL DE TIEMPO 1500 HUELLAS","ML","APARATOS ELECTRICOS",null,"0,00 %","0,00"]
[101338,"TERMINAL EMT   3\"","UN","TUBERIA","8956232 - IDRD - MEDIA ARMONICA COTIZACIONES","19,00 %","$ 11.872,00","2019-04-10"]
[101327,"TERMINAL EMT  1  \"","UN","TUBERIA","860061089 - IDRD - PROYECCIÓN","19,00 %","$ 2.212,00","2023-03-29"]
[104982,"TERMINAL EMT - 1 1/2\"","UN","CABLES","860061089 - IDRD - PROYECCIÓN","19,00 %","$ 4.476,99","2023-03-28"]
[101334,"TERMINAL EMT  1 1/4 \"","UN","TUBERIA",null,"0,00 %","0,00"]
[103215,"TERMINAL EMT  1/2\" **","UN","MISCELANEA","860061089 - IDRD - PROYECCIÓN","19,00 %","$ 940,00","2023-03-27"]
[101336,"TERMINAL EMT  2 \"","UN","TUBERIA","8956232 - IDRD - MEDIA ARMONICA COTIZACIONES","19,00 %","$ 4.602,00","2022-05-26"]
[101314,"TERMINAL EMT  3/4  \"","UN","TUBERIA","860061089 - IDRD - PROYECCIÓN","19,00 %","$ 1.446,00","2023-03-29"]
[12556,"TERMINAL EN COBRA PARA CABLE N°10","UN","CABLES","860061089 - IDRD - PROYECCIÓN","19,00 %","$ 637,00","2019-11-18"]
[106105,"Terminal en Cobre para Cable 4/0","UN","CABLES",null,"0,00 %","0,00"]
[104093,"TERMINAL IMC 2\"","UN","INST. ELECTRICAS","860061089 - IDRD - PROYECCIÓN","19,00 %","$ 8.104,99","2023-03-28"]
[104065,"TERMINAL IMC 3\"","UN","MISCELANEA",null,"0,00 %","0,00"]
[240,"TERMINAL LATERAL No. 4 ETERNIT","UN","CUBIERTAS Y ACCESORIOS",null,"0,00 %","0,00"]
[241,"TERMINAL LATERAL No. 6 ETERNIT","UN","CUBIERTAS Y ACCESORIOS",null,"0,00 %","0,00"]
[107553,"TERMINAL MANGUERA AZUL","UN","PISCINAS","6555555555 - IDRD - MENOR VALOR   DE COTIZACIONES","19,00 %","$ 25.579,00","2020-12-29"]
[104435,"TERMINAL PARA CABLE","UN","INST. ELECTRICAS",null,"0,00 %","0,00"]
[105326,"TERMINAL PARA CABLE N°1/0  Cu/Estaño (Ponchar)","UN","INST. ELECTRICAS","860061089 - IDRD - PROYECCIÓN","19,00 %","$ 3.397,00","2022-01-28"]
[105327,"TERMINAL PARA CABLE N°2","UN","INST. ELECTRICAS",null,"0,00 %","0,00"]
[105328,"TERMINAL PARA CABLE N°4","UN","INST. ELECTRICAS",null,"0,00 %","0,00"]
[105604,"TERMINAL PREFORMADO TIPO BUJE PARA CABLE DE  M.T.","UN","INST. ELECTRICAS",null,"0,00 %","0,00"]
[105603,"TERMINAL PREFORMADO TIPO CODO PARA CABLE DE  M.T.","UN","INST. ELECTRICAS","555555555555 - IDRD - MEDIANA DE COTIZACIONES","19,00 %","$ 179.723,00","2019-09-23"]
[105605,"TERMINAL PREFORMADO TIPO INTERIOR PARA CABLE DE  M","UN","INST. ELECTRICAS",null,"0,00 %","0,00"]
[106774,"TERMINAL PREMOLDEADO EXT-15KV (2-4/0)","UN","APARATOS ELECTRICOS","555555555555 - IDRD - MEDIANA DE COTIZACIONES","19,00 %","$ 291.999,00","2019-07-24"]
[106765,"terminal Premoldeado Ext-15KV (2-4/0) TFT 151","UN","APARATOS ELECTRICOS",null,"0,00 %","0,00"]
[105107,"Terminal premoldeado Interior cable(2-2/0)AWG-15k","UN","APARATOS ELECTRICOS","8956232 - IDRD - MEDIA ARMONICA COTIZACIONES","19,00 %","$ 280.993,00","2022-05-04"]
[12471,"Terminal premoldeado para media tensión, de uso exterior. 15kV, calibre 4/0-120mm2","UN","APARATOS ELECTRICOS","77777777777 - CONTRATO CONSULTORIA CEFE COMETAS","19,00 %","$ 411.666,14","2021-03-16"]
[12472,"Terminal premoldeado para media tensión, de uso interior. 15kV, calibre 4/0-120mm2","UN","APARATOS ELECTRICOS","77777777777 - CONTRATO CONSULTORIA CEFE COMETAS","19,00 %","$ 318.189,16","2019-09-26"]
[105121,"Terminal premoldeadoExterior cable(2-2/0)AWG-15KV","UN","APARATOS ELECTRICOS","8956232 - IDRD - MEDIA ARMONICA COTIZACIONES","19,00 %","$ 321.626,00","2022-05-04"]
[104653,"TERMINAL PVC 1/2\"  CONDUIT","UN","INST. ELECTRICAS","860061089 - IDRD - PROYECCIÓN","19,00 %","$ 419,00","2022-06-06"]
[101623,"Terminales MT 2/0, 15 KV pantalla en hilos 100% ai","JGO","CABLES",null,"0,00 %","0,00"]
[107569,"Termohigrometro (Incluye base plastica)","UN","MOBILIARIO URBANO Y SEÑALIZAC.","860061089 - IDRD - PROYECCIÓN","19,00 %","$ 148.707,01","2022-01-30"]
[108896,"TERMOMETRO 3/4\"  CDRC","UN","SISTEMAS VENTILACION",null,"0,00 %","0,00"]
[12756,"TERMOMETRO LASER INFRAROJO","UN","ELEMENTOS DE SEGURIDAD","555555555555 - IDRD - MEDIANA DE COTIZACIONES","19,00 %","$ 124.950,00","2022-05-02"]
[102327,"TERMOMETRO PARA REGISTRO TEMPERATURA DEL TANQUE - CEFE COMETAS","UN","EQUIPOS PRESION Y BOMBAS","77777777777 - CONTRATO CONSULTORIA CEFE COMETAS","19,00 %","$ 108.621,00","2019-07-15"]
[108908,"Termostato digital con caja guarda termostato","UN","SISTEMAS VENTILACION",null,"0,00 %","0,00"]
[103423,"TESTERO EN MADERA (0.50X1.00M)","M2","MISCELANEA",null,"0,00 %","0,00"]
[102273,"THERMO TANQUE ACUMULACIÓN AGUA  CALIENTE 550 GAL AI CAL 6MM +COMPONENTES -  CEFE COMETAS","UN","ACCESORIOS HIDROSANITARIOS","77777777777 - CONTRATO CONSULTORIA CEFE COMETAS","19,00 %","$ 21.204.377,00","2019-07-15"]
[1070,"THINNER EXTRAFINO","GLN","PINTURAS","860061089 - IDRD - PROYECCIÓN","19,00 %","$ 26.268,00","2023-03-24"]
[1071,"THINNER EXTRAFINO PHILAAC 9100","GLN","PINTURAS",null,"0,00 %","0,00"]
[1072,"THINNER FINO PHILAAC","GLN","PINTURAS",null,"0,00 %","0,00"]
[101135,"THINNER INCOLORO PINTUCO 121214","GLN","PINTURAS",null,"0,00 %","0,00"]
[101769,"Tierra arcillo-limosa**","M3","ENCHAPES,PISOS,ALFOMBRAS,PAPEL",null,"0,00 %","0,00"]
[1621,"TIERRA NEGRA + TRANSPORTE","M3","JARDINERIA Y GRAMAS","860061089 - IDRD - PROYECCIÓN","19,00 %","$ 57.645,00","2023-03-31"]
[100844,"TIERRA NEGRA +TRANSPORTE","M3","AGREGADOS CONCRETOS Y MORTEROS","860061089 - IDRD - PROYECCIÓN","0,00 %","$ 49.286,55","2023-03-17"]
[100590,"Tierra negra selec. con cascarilla y abono org.**","M3","AGREGADOS CONCRETOS Y MORTEROS",null,"0,00 %","0,00"]
[104922,"TIERRA NEGRA SELECC. +CASCAR+ABONO ORGANICO+TRANSP","M3","JARDINERIA Y GRAMAS","860061089 - IDRD - PROYECCIÓN","0,00 %","$ 52.440,00","2023-03-28"]
[100744,"TIERRA NEGRA+cascarilla+triple 15+transporte","M3","JARDINERIA Y GRAMAS","860061089 - IDRD - PROYECCIÓN","19,00 %","$ 126.569,99","2023-03-24"]
[100363,"Tierra seleccionada producto de excavacion **","M3","AGREGADOS CONCRETOS Y MORTEROS",null,"0,00 %","0,00"]
[106513,"TIJERA  JARDINERIA cortacesped 12\" mango  madera","UN","HERRAMIENTA",null,"0,00 %","0,00"]
[103056,"TIJERAS HOJALATA 10\" STANLEY O SIMILAR","UN","HERRAMIENTA","860061089 - IDRD - PROYECCIÓN","19,00 %","$ 57.824,00","2022-01-27"]
[3016,"TIMBRE BITONAL DIN DON 110V. AVE","UN","APARATOS ELECTRICOS",null,"0,00 %","0,00"]
[735,"TIMBRE BOTON  400  AVE","UN","APARATOS ELECTRICOS",null,"0,00 %","0,00"]
[773,"TIMBRE BOTON DOBLE 600         AVE","UN","APARATOS ELECTRICOS",null,"0,00 %","0,00"]
[774,"TIMBRE BOTON TRIPLE        AVE","UN","APARATOS ELECTRICOS",null,"0,00 %","0,00"]
[3050,"TIMBRE PUL+TAPA SENC. LUZ PIL.MAX  L/NEX","UN","APARATOS ELECTRICOS",null,"0,00 %","0,00"]
[3358,"TIMBRE PULSADOR SENC LUZ PIL KORA L/NEX","UN","APARATOS ELECTRICOS","860061089 - IDRD - PROYECCIÓN","19,00 %","$ 5.263,00","2022-01-28"]
[1746,"TIMBRE SENCILLO LUZ PILOTO L/NEX","UN","APARATOS ELECTRICOS",null,"0,00 %","0,00"]
[3359,"TIMBRE ZUMBADOR 120V  L/NEX","UN","APARATOS ELECTRICOS",null,"0,00 %","0,00"]
[3051,"TIMBRE ZUMBADOR 120V COLOR TRIGO L/NEX","UN","APARATOS ELECTRICOS",null,"0,00 %","0,00"]
[1790,"TIMBRE+ INTERRUPTOR PILOTO ABITARE AVE","UN","APARATOS ELECTRICOS",null,"0,00 %","0,00"]
[2276,"TIMPANO/BOV  No.1 120x60   3mm","UN","CUBIERTAS",null,"0,00 %","0,00"]
[2277,"TIMPANO/BOV  No.2 159x33   3mm","UN","CUBIERTAS",null,"0,00 %","0,00"]
[2278,"TIMPANO/BOV  No.3 245x130  3mm","UN","CUBIERTAS",null,"0,00 %","0,00"]
[2279,"TIMPANO/BOV  No.4 275x150  3mm","UN","CUBIERTAS",null,"0,00 %","0,00"]
[2722,"TIMPANO/BOV  No.5 190x50   3mm","UN","CUBIERTAS",null,"0,00 %","0,00"]
[2282,"TIMPANO/CUMB No.1 90x54    3mm","UN","CUBIERTAS",null,"0,00 %","0,00"]
[2283,"TIMPANO/CUMB No.2  204x56  3mm","UN","CUBIERTAS",null,"0,00 %","0,00"]
[2528,"TINA ACRILICA (fibra de vidrio ó Poliester)","UN","GRIFERIAS,APARATOS,ACCESORIOS",null,"0,00 %","0,00"]
[4001,"TINA AMERICANA FIRPLAK 1.48mtx.90x.40","UN","APARATOS",null,"0,00 %","0,00"]
[4003,"TINA ESPAÑOLA  FIRPLAK 1.60mtx.75x.41","UN","APARATOS",null,"0,00 %","0,00"]
[4005,"TINA FRANCESA  FIRPLAK 1.80mtx.90x.41","UN","APARATOS",null,"0,00 %","0,00"]
[12807,"Tinta PVC color negro por kilos","KG","PINTURAS","860061089 - IDRD - PROYECCIÓN","19,00 %","$ 58.773,01","2022-01-31"]
[106655,"Tintilla (1/2 galón)","UN","PINTURAS","860061089 - IDRD - PROYECCIÓN","19,00 %","$ 78.777,00","2022-01-31"]
[1073,"TINTILLA P/MADERA 1/4 PINTUCO","LT","PINTURAS",null,"0,00 %","0,00"]
[104077,"TIRO A TIRO + PERNO","UN","FERRETERIA Y HERRAMIENTAS",null,"0,00 %","0,00"]
[1756,"TOALLERO LINEA  ASTRO","UN","ACCESORIOS",null,"0,00 %","0,00"]
[9454,"TOALLERO LINEA ASTRO Color   CORONA","UN","ACCESORIOS",null,"0,00 %","0,00"]
[106845,"Tobogan recto cap 3 niños de 2+ años","UN","MOBILIARIO URBANO Y SEÑALIZAC.","860061089 - IDRD - PROYECCIÓN","19,00 %","$ 88.765.310,00","2022-04-28"]
[107264,"Tobogan recto L=8m H=3.8m aceroinox panel HPL Cap:","UN","MOBILIARIO URBANO Y SEÑALIZAC.","5898454121 - BALERCO  S.A.S.","19,00 %","$ 51.310.440,00","2023-03-14"]
[107266,"Tobogan Tubular acero inoxidable doblados Ø 88.9mm","UN","MOBILIARIO URBANO Y SEÑALIZAC.",null,"0,00 %","0,00"]
[3072,"TOC 50-10  (3 kg.)","KG","ADITIVOS Y QUIMICOS",null,"0,00 %","0,00"]
[2191,"TOC 8004 INYECCION     3 KILOS","KG","ADITIVOS Y QUIMICOS",null,"0,00 %","0,00"]
[2193,"TOC 8015 JUNTA  ANTIACIDA  BEIGE  16 Kg","KG","ADITIVOS Y QUIMICOS",null,"0,00 %","0,00"]
[3078,"TOC FIBRA FIBRILADA 500 (10 Kg.) 3/4","KG","ADITIVOS Y QUIMICOS",null,"0,00 %","0,00"]
[103125,"TOMA  SENCILLA   BEIGE CON TAPA","UN","INST. ELECTRICAS",null,"0,00 %","0,00"]
[788,"TOMA 20AMP  DOBLE POLO A TIERRA INCRUST+TAPA","UN","APARATOS ELECTRICOS",null,"0,00 %","0,00"]
[104707,"TOMA AEREA 15AMP-USO INDUST.-RETIE","UN","MISCELANEA","555555555555 - IDRD - MEDIANA DE COTIZACIONES","19,00 %","$ 3.400,00","2019-08-30"]
[3018,"TOMA AEREA AVE 15AMP CON POLO A TIERRA","UN","APARATOS ELECTRICOS",null,"0,00 %","0,00"]
[103861,"Toma aerea caucho p/t 15a 250v codel  Bifásica","UN","INST. ELECTRICAS","860061089 - IDRD - PROYECCIÓN","19,00 %","$ 8.325,00","2023-03-28"]
[3207,"TOMA AMERICANA CON POLO A TIERRA ABITARE","UN","APARATOS ELECTRICOS",null,"0,00 %","0,00"]
[3205,"TOMA AMERICANA POLARIZADA VOLARE","UN","APARATOS ELECTRICOS",null,"0,00 %","0,00"]
[106842,"TOMA BIFASICA 25AMP PATA TRABADA","UN","APARATOS ELECTRICOS",null,"0,00 %","0,00"]
[106561,"TOMA BIFASICA INCRUSTAR 220 AMP","UN","FERRETERIA",null,"0,00 %","0,00"]
[3010,"TOMA BIPOLAR 20 AMP MARFIL  AVE","UN","APARATOS ELECTRICOS",null,"0,00 %","0,00"]
[104719,"TOMA BIPOLAR 2X20AMP/250V Incrustar con P/T","UN","APARATOS ELECTRICOS","860061089 - IDRD - PROYECCIÓN","19,00 %","$ 6.411,41","2020-01-13"]
[1674,"TOMA COAXIAL +TAPATV BLANCA  DEKO    L/NEX","UN","APARATOS ELECTRICOS",null,"0,00 %","0,00"]
[1673,"TOMA COAXIAL CLASICA CREMA                  L/NEX","UN","APARATOS ELECTRICOS",null,"0,00 %","0,00"]
[103120,"TOMA COAXIAL ROSCA T.V.    L/NEX","UN","APARATOS ELECTRICOS",null,"0,00 %","0,00"]
[3353,"TOMA CON POLO A TIERRA + INTERRUP SENC","UN","APARATOS ELECTRICOS",null,"0,00 %","0,00"]
[3045,"TOMA CON POLO A TIERRA +INT.SENC. LUZ PIL","UN","APARATOS ELECTRICOS",null,"0,00 %","0,00"]
[2752,"TOMA CON POLO A TIERRA+INTER.AISLADO. MAX. L/NEX","UN","APARATOS ELECTRICOS",null,"0,00 %","0,00"]
[3361,"TOMA CON TERMINAL COAXIAL T.V. AMERICANA KORA L/NE","UN","APARATOS ELECTRICOS",null,"0,00 %","0,00"]
[1642,"TOMA CORRIENTE CLAS. C. P/TRABADA   L/NEX","UN","APARATOS ELECTRICOS",null,"0,00 %","0,00"]
[100935,"TOMA DE BRIQUETAS DE PAVIMENTO ASFALTICO","UN","AGREGADOS CONCRETOS Y MORTEROS",null,"0,00 %","0,00"]
[104586,"TOMA DE INCRUSTAR 50AMP-250VOL(TRIFILAR)","UN","APARATOS ELECTRICOS",null,"0,00 %","0,00"]
[105530,"TOMA DE MUESTRAS (Analisis Fisicoquimicos)","UN","ENSAYOS DE LABORATORIO","860061089 - IDRD - PROYECCIÓN","19,00 %","$ 70.134,01","2022-02-02"]
[102976,"TOMA DE MUESTRAS PARA CBR INALTERADO","UN","MISCELANEA",null,"0,00 %","0,00"]
[3001,"TOMA DOBLE  POLO  A TIERRA","UN","APARATOS ELECTRICOS",null,"0,00 %","0,00"]
[101342,"TOMA DOBLE  POLO TIERRA + TAPA","UN","APARATOS ELECTRICOS","860061089 - IDRD - PROYECCIÓN","19,00 %","$ 5.162,01","2023-03-29"]
[101344,"TOMA DOBLE  POLO TIERRA HUBELL + TAPA COLOR","UN","APARATOS ELECTRICOS",null,"0,00 %","0,00"]
[3000,"TOMA DOBLE AMERICANA 600 AVE","UN","APARATOS ELECTRICOS",null,"0,00 %","0,00"]
[1043,"TOMA DOBLE AMERICANA ABITARE POLO TIERRA AVE","UN","APARATOS ELECTRICOS",null,"0,00 %","0,00"]
[3031,"TOMA DOBLE AMERICANA FOSF AVE","UN","APARATOS ELECTRICOS",null,"0,00 %","0,00"]
[108953,"TOMA DOBLE CON POLO A TIERRA (2P+T)  PROTEC FALLA","UN","APARATOS ELECTRICOS",null,"0,00 %","0,00"]
[104148,"TOMA DOBLE HOSPI POLO TIERRA NARAN.15A+TAPA LEVITO","UN","MISCELANEA",null,"0,00 %","0,00"]
[104029,"TOMA DOBLE HOSPITALARIA POLO TIERRA 15 A","UN","MISCELANEA",null,"0,00 %","0,00"]
[106399,"TOMA DOBLE MONO TIPO INTEMPERIE POLO TIERRA","UN","APARATOS ELECTRICOS",null,"0,00 %","0,00"]
[103880,"TOMA DOBLE MONOFASICA POLO A TIERRA 15Amperios","UN","INST. ELECTRICAS","860061089 - IDRD - PROYECCIÓN","19,00 %","$ 3.598,00","2023-03-28"]
[3356,"TOMA DOBLE MONOFASICA POLO A TIERRA 15AMPERIOS","UN","APARATOS ELECTRICOS","860061089 - IDRD - PROYECCIÓN","19,00 %","$ 6.183,00","2022-01-24"]
[104302,"TOMA DOBLE P/T AISLADA NARANJA","UN","INST. ELECTRICAS","860061089 - IDRD - PROYECCIÓN","19,00 %","$ 15.208,00","2022-01-27"]
[1752,"TOMA DOBLE POLO A TIERR +TAPA BLC  DEKO L/NEX","UN","APARATOS ELECTRICOS",null,"0,00 %","0,00"]
[106560,"TOMA EN T ELÉCTRICA 15-20 AMP","UN","FERRETERIA",null,"0,00 %","0,00"]
[103109,"TOMA GFCI  2P 15A/125V","UN","APARATOS ELECTRICOS",null,"0,00 %","0,00"]
[103429,"TOMA GFCI (LEVINTON) 15A  o similar","UN","APARATOS ELECTRICOS",null,"0,00 %","0,00"]
[103509,"TOMA GFCI LEGRAN LINEA-ARQUEA (15A)**","UN","INST. ELECTRICAS",null,"0,00 %","0,00"]
[107049,"TOMA HDMI","UN","APARATOS ELECTRICOS",null,"0,00 %","0,00"]
[101446,"TOMA Ind. Sobrep.250V,16A(2P+T+IP44)","UN","APARATOS ELECTRICOS","555555555555 - IDRD - MEDIANA DE COTIZACIONES","19,00 %","$ 26.537,00","2020-08-19"]
[101445,"TOMA Ind. Sobrep.250V,16A(3P+T+N)IP67","UN","APARATOS ELECTRICOS",null,"0,00 %","0,00"]
[104476,"TOMA L (6-20) LEVINTON+ TAPA( DE INCRUSTAR)","UN","APARATOS ELECTRICOS",null,"0,00 %","0,00"]
[103879,"Toma logica doble","UN","MISCELANEA",null,"0,00 %","0,00"]
[103430,"TOMA MONOFASICA  GFCI (LEVINTON)15AMP","UN","INST. ELECTRICAS","860061089 - IDRD - PROYECCIÓN","19,00 %","$ 50.223,00","2022-01-31"]
[103881,"toma monofasica regulada u hospitalaria","UN","MISCELANEA",null,"0,00 %","0,00"]
[106559,"TOMA PATATRABADA 2X20 AMP.","UN","FERRETERIA",null,"0,00 %","0,00"]
[108956,"TOMA REGULADA + TIERRA AISLADA 15A","UN","APARATOS ELECTRICOS","666666666252 - IDRD - MEDIA GEOMETRICA COTIZACIONES","19,00 %","$ 12.697,00","2020-10-19"]
[100950,"TOMA REGULADA POLO/TIERRA AISLAMIENTO","UN","APARATOS ELECTRICOS","860061089 - IDRD - PROYECCIÓN","19,00 %","$ 19.519,00","2023-03-29"]
[100948,"TOMA RJ45 -110 JACK SNAP CAT6 (DOBLE)","UN","APARATOS ELECTRICOS","66665555555 - IDRD - MEDIA ARITMETICA DE COTIZACIONES","19,00 %","$ 31.511,00","2019-03-07"]
[1898,"TOMA RJ45 -110 JACK SNAP CAT6 (SENCILLA)","UN","APARATOS ELECTRICOS","6555555555 - IDRD - MENOR VALOR   DE COTIZACIONES","19,00 %","$ 22.984,01","2019-04-11"]
[103669,"TOMA RJ45 Cat 6 AMP","UN","MISCELANEA",null,"0,00 %","0,00"]
[101503,"Toma RJ45 tipo Jack Categoría 6 marca Amp o superi","UN","APARATOS ELECTRICOS","860061089 - IDRD - PROYECCIÓN","19,00 %","$ 19.228,00","2020-01-09"]
[102645,"Toma RJ-45 x 1  CAT 6","UN","CABLEADO ESTRUCTURADO",null,"0,00 %","0,00"]
[102646,"Toma RJ-45 x 2  CAT 6","UN","CABLEADO ESTRUCTURADO",null,"0,00 %","0,00"]
[2999,"TOMA SENCILLA  CLASICA CREMA              L/NEX","UN","APARATOS ELECTRICOS",null,"0,00 %","0,00"]
[3004,"TOMA SENCILLA AMER. POLARIZADA 200 SOBREPONER","UN","APARATOS ELECTRICOS",null,"0,00 %","0,00"]
[790,"TOMA SENCILLA AMERICANA  600       AVE","UN","APARATOS ELECTRICOS",null,"0,00 %","0,00"]
[789,"TOMA SENCILLA AMERICANA 400      AVE","UN","APARATOS ELECTRICOS",null,"0,00 %","0,00"]
[3216,"TOMA SENCILLA AMERICANA 800 PARA PISOS","UN","APARATOS ELECTRICOS",null,"0,00 %","0,00"]
[1641,"TOMA SENCILLA POLO A TIERRA CLASICA CREMA","UN","APARATOS ELECTRICOS",null,"0,00 %","0,00"]
[103882,"toma sonido","UN","MISCELANEA",null,"0,00 %","0,00"]
[1699,"TOMA TELEF  SALIDA  AMERICAN SENCILLO.    L/NEX","UN","APARATOS ELECTRICOS",null,"0,00 %","0,00"]
[1648,"TOMA TELEF  SALIDA  DOBLE  Amer DEKO+TAPA L/NEX","UN","APARATOS ELECTRICOS",null,"0,00 %","0,00"]
[1759,"TOMA TELEF  SALIDA AMER.DOBLE  DEKO L/NEX","UN","APARATOS ELECTRICOS",null,"0,00 %","0,00"]
[791,"TOMA TELEF 600 COLOMBIANA AVE","UN","APARATOS ELECTRICOS",null,"0,00 %","0,00"]
[3056,"TOMA TELEF AMER DOBLE+TAPA MAX  L/NEX","UN","APARATOS ELECTRICOS",null,"0,00 %","0,00"]
[3006,"TOMA TELEF AMER.200 SOBREPARED 2HILOS AVE","UN","APARATOS ELECTRICOS",null,"0,00 %","0,00"]
[1736,"TOMA TELEF AMER.Duplex   L/MEX","UN","APARATOS ELECTRICOS",null,"0,00 %","0,00"]
[3055,"TOMA TELEF AMER+TAPA SENC. MAX L/NEX","UN","APARATOS ELECTRICOS",null,"0,00 %","0,00"]
[3218,"TOMA TELEF AMERICANA 2 HILOS 800 P/ PISOS","UN","APARATOS ELECTRICOS",null,"0,00 %","0,00"]
[3052,"TOMA TELEF COLOM SENC + TAPA MAX L/NEX","UN","APARATOS ELECTRICOS",null,"0,00 %","0,00"]
[3360,"TOMA TELEF COLOMB SENC KORA L/NEX","UN","APARATOS ELECTRICOS",null,"0,00 %","0,00"]
[3005,"TOMA TELEF COLOMB.200 SOBREPARED AVE","UN","APARATOS ELECTRICOS",null,"0,00 %","0,00"]
[3023,"TOMA TELEF COLOMB.ABITARE AVE","UN","APARATOS ELECTRICOS",null,"0,00 %","0,00"]
[1698,"TOMA TELEF COLOMB+ AMER CLASICA       L/NEX","UN","APARATOS ELECTRICOS",null,"0,00 %","0,00"]
[792,"TOMA TELEF COLOMBIANA 400     AVE","UN","APARATOS ELECTRICOS",null,"0,00 %","0,00"]
[3217,"TOMA TELEF COLOMBIANA 800 PARA PISOS","UN","APARATOS ELECTRICOS",null,"0,00 %","0,00"]
[3208,"TOMA TELEF COLOMBIANA VOLARE","UN","APARATOS ELECTRICOS",null,"0,00 %","0,00"]
[1646,"TOMA TELEF DOBLE COLOMB+TAPA  DEKO   L/NEX","UN","APARATOS ELECTRICOS",null,"0,00 %","0,00"]
[1758,"TOMA TELEF DOBLE FUNCION DEKO+TAPA L/NEX","UN","APARATOS ELECTRICOS",null,"0,00 %","0,00"]
[3368,"TOMA TELEF SENC AMERIC DEKO L/NEX","UN","APARATOS ELECTRICOS",null,"0,00 %","0,00"]
[104766,"TOMA TELEFONICA DECUATRO HILOS","UN","INST. ELECTRICAS",null,"0,00 %","0,00"]
[103864,"TOMA TELEFONICA DOS HILOS","UN","INST. ELECTRICAS","860061089 - IDRD - PROYECCIÓN","19,00 %","$ 9.585,00","2023-03-28"]
[103121,"TOMA TELEFONICA RJ11 DOBLE**","UN","INST. ELECTRICAS",null,"0,00 %","0,00"]
[104720,"TOMA TRIFASICA (3X50AMP)","UN","APARATOS ELECTRICOS","860061089 - IDRD - PROYECCIÓN","19,00 %","$ 28.579,00","2023-03-28"]
[103862,"toma trifasica incrustar","UN","MISCELANEA",null,"0,00 %","0,00"]
[3012,"TOMA TRIPOLAR 20 AMP. AVE","UN","APARATOS ELECTRICOS",null,"0,00 %","0,00"]
[103863,"TOMA TV","UN","MISCELANEA",null,"0,00 %","0,00"]
[1108,"TOMA TV AMERICANA COAXIAL 400 AVE","UN","APARATOS ELECTRICOS",null,"0,00 %","0,00"]
[103164,"TOMA TV AMERICANA COAXIAL AMBIA BL L/NEX","UN","APARATOS ELECTRICOS",null,"0,00 %","0,00"]
[1094,"TOMA TV AMERICANA GALICA","UN","APARATOS ELECTRICOS",null,"0,00 %","0,00"]
[1750,"TOMA+CONMUTABLE PILOTO AMERICANO    AVE","UN","APARATOS ELECTRICOS",null,"0,00 %","0,00"]
[1645,"TOMA+INTERRUPTOR SENCILLO          L/NEX","UN","APARATOS ELECTRICOS",null,"0,00 %","0,00"]
[1740,"TOMA+INTERUPTOR CLAS. CREMA  L/NEX","UN","APARATOS ELECTRICOS",null,"0,00 %","0,00"]
[3355,"TOMACORIENTE P/A TIERRA /BLANCO/ARQUEA LUMINEX","UN","APARATOS ELECTRICOS",null,"0,00 %","0,00"]
[108950,"TOMACORRIENTE DOBLE CON POLO A TIERRA (2P+T)","UN","APARATOS ELECTRICOS",null,"0,00 %","0,00"]
[10736,"TOMACORRIENTE DOBLE CON POLO A TIERRA (2P+T)","UN","CAJAS, ARMARIOS, TABLEROS","8956232 - IDRD - MEDIA ARMONICA COTIZACIONES","19,00 %","$ 8.500,00","2022-07-18"]
[102268,"TOMACORRIENTE DOBLE POLO A TIERRA GFCI","UN","APARATOS ELECTRICOS","860061089 - IDRD - PROYECCIÓN","19,00 %","$ 45.586,00","2023-03-29"]
[3357,"TOMACORRIENTE DOBLE/PROTEC FALLA TIER.","UN","APARATOS ELECTRICOS",null,"0,00 %","0,00"]
[3047,"TOMACORRIENTE POLO A TIERRA+TAPA","UN","APARATOS ELECTRICOS",null,"0,00 %","0,00"]
[102269,"TOMACORRIENTE SENCILLA POLO A TIERRA GFCI","UN","APARATOS ELECTRICOS","66665555555 - IDRD - MEDIA ARITMETICA DE COTIZACIONES","19,00 %","$ 12.500,00","2019-03-29"]
[104132,"TOMADOBLEGRAD.HOSPITAL.POLO-TIERRANARANJA 15+TAPA","UN","INST. ELECTRICAS",null,"0,00 %","0,00"]
[102936,"TomaDobleRJ-45con Flace Plate  CAT5","UN","CABLEADO ESTRUCTURADO",null,"0,00 %","0,00"]
[102940,"TomaElectricaPolo AisladoNaranja HG","UN","CABLEADO ESTRUCTURADO",null,"0,00 %","0,00"]
[102942,"TomaElectricaPolo Normal","UN","CABLEADO ESTRUCTURADO",null,"0,00 %","0,00"]
[106459,"Tope Caucho Balancin o Biosaludable(Inc.Sum+Transp","UN","MOBILIARIO PARQUES",null,"0,00 %","0,00"]
[1579,"TOPE DE PISO PARA PUERTA","UN","VIDRIOS Y ESPEJOS",null,"0,00 %","0,00"]
[100842,"TOPE DE PUERTA METALICO 2-3/4\"","UN","CERRADURAS Y HERRAJES","860061089 - IDRD - PROYECCIÓN","19,00 %","$ 4.780,00","2023-03-29"]
[2140,"TOPE DE RESORTE PARA PUERTA","UN","VIDRIOS Y ESPEJOS",null,"0,00 %","0,00"]
[104579,"TOPE MAGNETICO PARA PUERTA DE MUEBLE","UN","CERRADURAS Y HERRAJES",null,"0,00 %","0,00"]
[103717,"TOPE PARA PUERTA EN ACERO","UN","MISCELANEA",null,"0,00 %","0,00"]
[2213,"TOPELLANTAS H=15CM;B=0.20M;L=50CM","UN","PREFABRICADOS CONCRETO",null,"0,00 %","0,00"]
[100606,"Topellantas prefabricado H=15cm,B=20cm,L=50cm **","UN","PREFABRICADOS CONCRETO",null,"0,00 %","0,00"]
[598,"TOPOGRAFO (SUELDO) - SIN PREST.","MES","SUELDOS JORNALES Y CUADRILLAS","860.061.099.1 - IDRD","0,00 %","$ 3.165.793,00","2023-02-13"]
[3780,"TOPOGRAFO 1 + PREST.","MES","SUELDOS JORNALES Y CUADRILLAS","860.061.099.1 - IDRD","0,00 %","$ 4.191.206,00","2022-01-24"]
[243,"TORNILL0 FIJACION METALICO CANALETA-90","UN","CUBIERTAS Y ACCESORIOS",null,"0,00 %","0,00"]
[108373,"TORNILLERÍA","UN","SISTEMAS VENTILACION",null,"0,00 %","0,00"]
[104409,"Tornilllo Fija T Eter,punta broca 12.5 cm Galv cal","UN","MISCELANEA","860061089 - IDRD - PROYECCIÓN","19,00 %","$ 2.545,01","2023-03-28"]
[102953,"TORNILLO  1/2\" X 2 ½\"","UN","FERRETERIA","860061089 - IDRD - PROYECCIÓN","19,00 %","$ 1.528,00","2023-03-16"]
[102964,"TORNILLO  1/4 X 4\" (incluye arandela y tuerca seg)","UN","FERRETERIA","860061089 - IDRD - PROYECCIÓN","19,00 %","$ 1.663,00","2023-03-16"]
[102969,"TORNILLO  1/4 X 6\"(Incluye arandela y tuerca seg.)","UN","FERRETERIA",null,"0,00 %","0,00"]
[102972,"TORNILLO  1/4 X 9\"","UN","FERRETERIA",null,"0,00 %","0,00"]
[3838,"TORNILLO  1¼\" X ½\"  Abellanado-Bristol-Negro","UN","FERRETERIA","555555555555 - IDRD - MEDIANA DE COTIZACIONES","19,00 %","$ 570,00","2023-03-13"]
[103024,"TORNILLO  6(4mm) X2\"","UN","FERRETERIA",null,"0,00 %","0,00"]
[103555,"TORNILLO  PARA AGLOMERADO AUTOPERFORANTE","UN","FERRETERIA",null,"0,00 %","0,00"]
[101847,"TORNILLO  Y CHAZO PLASTICO  DE 1/4\"**","UN","FERRETERIA","8956232 - IDRD - MEDIA ARMONICA COTIZACIONES","19,00 %","$ 181,00","2023-03-16"]
[104335,"Tornillo 1/2*6\"","UN","FERRETERIA","555555555555 - IDRD - MEDIANA DE COTIZACIONES","19,00 %","$ 3.250,00","2023-03-16"]
[103006,"TORNILLO 1/4 X 2 CARRIAJE \"","UN","FERRETERIA","860061089 - IDRD - PROYECCIÓN","19,00 %","$ 1.021,00","2022-01-30"]
[103015,"TORNILLO 1/4\"-3-16","UN","FERRETERIA",null,"0,00 %","0,00"]
[106421,"TORNILLO 5/16\" X 3 1/2\"\"","UN","FERRETERIA",null,"0,00 %","0,00"]
[106841,"TORNILLO 5/32\"X1/2\" Cabeza Redonda","UN","FERRETERIA","860061089 - IDRD - PROYECCIÓN","19,00 %","$ 115,00","2022-01-30"]
[3697,"TORNILLO 5/8 x 1 1/4 \"","UN","FERRETERIA",null,"0,00 %","0,00"]
[104118,"TORNILLO 5/8 X 3-1/2\"Zincado (Inc. Tuerca)(","UN","FERRETERIA Y HERRAMIENTAS","8956232 - IDRD - MEDIA ARMONICA COTIZACIONES","19,00 %","$ 1.335,00","2019-05-07"]
[4023,"TORNILLO 6X3/4\"  PARA AGLOMERADO AUTOPERFORANTE","UN","FERRETERIA","860061089 - IDRD - PROYECCIÓN","19,00 %","$ 23,00","2022-06-03"]
[3703,"TORNILLO ACERO 5/8 X 1 1/2\" HEXAGONAL","UN","FERRETERIA","8956232 - IDRD - MEDIA ARMONICA COTIZACIONES","19,00 %","$ 1.806,00","2023-03-13"]
[105005,"TORNILLO ACERO 5/8 X 10\"","UN","FERRETERIA","8956232 - IDRD - MEDIA ARMONICA COTIZACIONES","19,00 %","$ 5.509,00","2023-03-22"]
[105006,"TORNILLO ACERO 5/8 X 5\"","UN","FERRETERIA","555555555555 - IDRD - MEDIANA DE COTIZACIONES","19,00 %","$ 5.831,00","2023-03-22"]
[3694,"TORNILLO ACERO 5/8 X 7\"","UN","FERRETERIA",null,"0,00 %","0,00"]
[103023,"TORNILLO ACERO 5/8 X 7\"","UN","FERRETERIA",null,"0,00 %","0,00"]
[3704,"TORNILLO ACERO 5/8 X 8\" GRADO 5","UN","FERRETERIA","555555555555 - IDRD - MEDIANA DE COTIZACIONES","19,00 %","$ 5.062,26","2019-10-02"]
[102261,"TORNILLO ACERO INOX.1/2X4\" GRADO 8","UN","FERRETERIA","860061089 - IDRD - PROYECCIÓN","19,00 %","$ 2.731,00","2022-06-03"]
[102811,"TORNILLO AGLOMERADO AUTOPERFORANTE 8X1-1/4 100UN","PAQUE","FERRETERIA","860061089 - IDRD - PROYECCIÓN","19,00 %","$ 52,00","2022-01-30"]
[105913,"Tornillo antirobo flux. electr.","UN","MISCELANEA",null,"0,00 %","0,00"]
[104011,"TORNILLO AUTOPERF AVELLANADO 8\"X11/4\"  PUNTA BROCA","UN","FERRETERIA","8956232 - IDRD - MEDIA ARMONICA COTIZACIONES","19,00 %","$ 116,00","2023-03-16"]
[3951,"TORNILLO AUTOPERF. FIJADOR CORREA","UN","CERCHAS,VIGAS, ANG, PERFILES",null,"0,00 %","0,00"]
[104304,"TORNILLO AUTOPERFORANTE  (10X21/2\")","UN","FERRETERIA Y HERRAMIENTAS",null,"0,00 %","0,00"]
[103705,"TORNILLO AUTOPERFORANTE CABEZA LENTEJA 8*3/4\"","UN","FERRETERIA Y HERRAMIENTAS","860061089 - IDRD - PROYECCIÓN","19,00 %","$ 61,00","2022-06-03"]
[13009,"Tornillo autoperforante punta broca cabeza Hexagonal 1” Cantidad 1 Paquete X 100 unidades","PAQUE","FERRETERIA Y HERRAMIENTAS","860061089 - IDRD - PROYECCIÓN","19,00 %","$ 13.066,00","2022-01-30"]
[13007,"Tornillo autoperforante punta broca cabeza Hexagonal 8X½” Cantidad 1 Paquete X 100 unidades","PAQUE","FERRETERIA Y HERRAMIENTAS","860061089 - IDRD - PROYECCIÓN","19,00 %","$ 5.175,00","2022-01-30"]
[13008,"Tornillo autoperforante punta broca cabeza Hexagonal 8X¾” Cantidad 1 Paquete X 100 unidades","PAQUE","FERRETERIA Y HERRAMIENTAS","860061089 - IDRD - PROYECCIÓN","19,00 %","$ 8.365,00","2022-01-30"]
[13006,"Tornillo autoperforante punta broca cabeza plana 6X¾” Cantidad 2 Paquetes X 100 unidades","PAQUE","FERRETERIA Y HERRAMIENTAS","860061089 - IDRD - PROYECCIÓN","19,00 %","$ 5.597,00","2022-01-30"]
[13005,"Tornillo autoperforante punta broca cabeza plana 8X½” Cantidad 2 Paquetes X 100 unidades","PAQUE","FERRETERIA Y HERRAMIENTAS","860061089 - IDRD - PROYECCIÓN","19,00 %","$ 5.307,00","2022-01-30"]
[101206,"TORNILLO AUTOPERFORANTE SELLO NEOPRENO (Sum+Inst.)","UN","FERRETERIA",null,"0,00 %","0,00"]
[106514,"TORNILLO AUTOROSCANTE DE 6 X1\" (BOLSA X 100)","UN","FERRETERIA",null,"0,00 %","0,00"]
[106515,"TORNILLO AUTOROSCANTE DE 6X2 (BOLSA X 100)","UN","FERRETERIA",null,"0,00 %","0,00"]
[107137,"TORNILLO AUTORROSCANTE","UN","SISTEMAS VENTILACION","47874222222 - CONTRATO CONSULTORIA CDRC 1","19,00 %","$ 200,00","2019-09-27"]
[103053,"TORNILLO CABEZA LENTEJA PUNTA BROCA 8X1","UN","FERRETERIA","8956232 - IDRD - MEDIA ARMONICA COTIZACIONES","19,00 %","$ 66,00","2023-03-16"]
[102923,"TORNILLO CABEZA PLANA **","UN","FERRETERIA",null,"0,00 %","0,00"]
[103568,"TORNILLO CANALETA 90 de Traba","UN","MISCELANEA",null,"0,00 %","0,00"]
[104064,"TORNILLO CARRIAJE 21/2\"X1/4\" ZINCADO","UN","FERRETERIA Y HERRAMIENTAS",null,"0,00 %","0,00"]
[107207,"TORNILLO CARRIAJE 3/8\" X 1\"","UN","SISTEMAS VENTILACION","47874222222 - CONTRATO CONSULTORIA CDRC 1","19,00 %","$ 200,00","2019-07-04"]
[104010,"TORNILLO CARRIAJE 5/16\" X 2\"","UN","MISCELANEA",null,"0,00 %","0,00"]
[105018,"TORNILLO CARRIAJE 5/8\" X 1 1/2\"","UN","FERRETERIA","8956232 - IDRD - MEDIA ARMONICA COTIZACIONES","19,00 %","$ 2.201,00","2023-03-22"]
[102881,"Tornillo ceramizado Punta Broca 8 x 11/4\"***","UN","DRYWALL","860061089 - IDRD - PROYECCIÓN","19,00 %","$ 108,00","2023-03-27"]
[242,"TORNILLO COMPL.METALcCAN-43 ETERNIT","UN","CUBIERTAS Y ACCESORIOS","860061089 - IDRD - PROYECCIÓN","19,00 %","$ 2.061,00","2022-06-08"]
[2255,"TORNILLO Completo.Madera. C-43   ETERNIT","UN","CUBIERTAS Y ACCESORIOS",null,"0,00 %","0,00"]
[3468,"TORNILLO CORTO6x1-1/4\" PUNTA AGUDA - DRY WALL","UN","FERRETERIA Y HERRAMIENTAS","8956232 - IDRD - MEDIA ARMONICA COTIZACIONES","19,00 %","$ 43,01","2023-03-22"]
[105109,"TORNILLO DE 5/8\"X2\" EXAGONAL ZINCADO","UN","FERRETERIA",null,"0,00 %","0,00"]
[106516,"TORNILLO DE 8 X 1 1/2 PULG. DRYWALL PUNTA DE BROCA","UN","FERRETERIA",null,"0,00 %","0,00"]
[102882,"Tornillo Estructura Punta Broca 8 x 1/2\"***","UN","FERRETERIA Y HERRAMIENTAS","8956232 - IDRD - MEDIA ARMONICA COTIZACIONES","19,00 %","$ 47,01","2023-03-22"]
[104804,"TORNILLO EXPANSION 3/8\" X 3\"","UN","FERRETERIA",null,"0,00 %","0,00"]
[103547,"TORNILLO FIJACIÒN DE TEJA ETERNIT","UN","MISCELANEA",null,"0,00 %","0,00"]
[3952,"TORNILLO FIJADOR A LA CORREA  ACESCO","UN","CERCHAS,VIGAS, ANG, PERFILES","8956232 - IDRD - MEDIA ARMONICA COTIZACIONES","19,00 %","$ 278,00","2023-03-31"]
[534,"TORNILLO GOLOSO      1\" x 8","UN","FERRETERIA","8956232 - IDRD - MEDIA ARMONICA COTIZACIONES","19,00 %","$ 60,00","2023-03-08"]
[100078,"Tornillo grado 3 d=3/4\"x2\" con wasa y arandela **","UN","FERRETERIA",null,"0,00 %","0,00"]
[103645,"TORNILLO HEX G2 1/2\"X6\"+ARANDELA+TUERCA (ZINC)","UN","FERRETERIA Y HERRAMIENTAS","555555555555 - IDRD - MEDIANA DE COTIZACIONES","19,00 %","$ 4.046,00","2023-03-22"]
[103829,"TORNILLO HEX G2 ZINC 1/2 X10\"+2arandela+tuerca seg","UN","FERRETERIA","860061089 - IDRD - PROYECCIÓN","19,00 %","$ 4.192,00","2023-03-16"]
[104672,"TORNILLO HEXAG-(GR-8)3/8\"L=0.30M+ARAND+GUASA+TUERC","UN","FERRETERIA",null,"0,00 %","0,00"]
[106517,"TORNILLO HEXAGONAL  ZINCADO 3/8X1","UN","FERRETERIA",null,"0,00 %","0,00"]
[103701,"TORNILLO HEXAGONAL 1/2\" x 1\"","UN","MISCELANEA","66665555555 - IDRD - MEDIA ARITMETICA DE COTIZACIONES","19,00 %","$ 432,01","2022-06-07"]
[102958,"Tornillo Hexagonal G-2 R.O. 1/4 X 3\" Doble arandel","UN","FERRETERIA","860061089 - IDRD - PROYECCIÓN","19,00 %","$ 503,00","2023-03-16"]
[104021,"tornillo hexagonal punta broca 10\"x1/2\"","UN","MISCELANEA",null,"0,00 %","0,00"]
[3950,"TORNILLO HEXAGONAL PUNTA BROCA 10X1\"","UN","FERRETERIA","860061089 - IDRD - PROYECCIÓN","19,00 %","$ 72,00","2023-03-13"]
[102982,"TORNILLO HEXAGONAL ZINC 1/4 X 1\"","UN","FERRETERIA","555555555555 - IDRD - MEDIANA DE COTIZACIONES","19,00 %","$ 300,00","2023-03-16"]
[13010,"Tornillo Lámina Avellanado 6X¾” Paquete X 100 ud","PAQUE","FERRETERIA Y HERRAMIENTAS","860061089 - IDRD - PROYECCIÓN","19,00 %","$ 6.337,00","2022-01-27"]
[13016,"Tornillo Lámina Avellanado 8X½” Cantidad 1 Paquete X 100 unidades","PAQUE","FERRETERIA Y HERRAMIENTAS","860061089 - IDRD - PROYECCIÓN","19,00 %","$ 9.033,00","2022-01-30"]
[13011,"Tornillo Lámina Avellanado 8X1” Cantidad 1 Paquete X 100 unidades","PAQUE","FERRETERIA Y HERRAMIENTAS","860061089 - IDRD - PROYECCIÓN","19,00 %","$ 8.439,00","2022-01-30"]
[103123,"TORNILLO LAMINA CABEZA LENTEJA PBROCA 8x1\"","UN","CERCHAS,VIGAS, ANG, PERFILES","860061089 - IDRD - PROYECCIÓN","19,00 %","$ 74,01","2022-01-31"]
[13013,"Tornillo Lámina Cabeza Pan 8 ¾” Cantidad 1 Paquete X 100 unidades","PAQUE","FERRETERIA Y HERRAMIENTAS","860061089 - IDRD - PROYECCIÓN","19,00 %","$ 6.834,00","2022-01-30"]
[13012,"Tornillo Lámina Cabeza Pan 8X½” Cantidad 1 Paquete X 100 unidades","PAQUE","FERRETERIA Y HERRAMIENTAS","860061089 - IDRD - PROYECCIÓN","19,00 %","$ 7.393,01","2022-01-30"]
[13014,"Tornillo Lámina Cabeza Pan 8X1” Cantidad 1 Paquete X 100 unidades","PAQUE","FERRETERIA Y HERRAMIENTAS","860061089 - IDRD - PROYECCIÓN","19,00 %","$ 4.850,00","2022-01-30"]
[3469,"TORNILLO LAMINA DRAYWALL 6X1\" PUNTA AGUDA -","UN","FERRETERIA Y HERRAMIENTAS","555555555555 - IDRD - MEDIANA DE COTIZACIONES","19,00 %","$ 25,00","2023-03-22"]
[103678,"TORNILLO LAMINA No. 10 X 11/2","UN","MISCELANEA",null,"0,00 %","0,00"]
[102812,"TORNILLO LÁMINA PAN PHILIPS ZINCADO 6X3/8 100UN","PAQUE","FERRETERIA","860061089 - IDRD - PROYECCIÓN","19,00 %","$ 5.281,01","2022-01-30"]
[105240,"TORNILLO LAMINA ZINCADO No. 10X2\"","UN","FERRETERIA Y HERRAMIENTAS","8956232 - IDRD - MEDIA ARMONICA COTIZACIONES","19,00 %","$ 238,00","2023-03-22"]
[102742,"TORNILLO MET GALV BRISTOL 1/2\"X1\" GR-5","UN","FERRETERIA","860061089 - IDRD - PROYECCIÓN","19,00 %","$ 1.128,00","2023-03-16"]
[103990,"TORNILLO NEGRO PARA MADERA 6\"x1\"","UN","MISCELANEA",null,"0,00 %","0,00"]
[104144,"TORNILLO Nº8 X 1\" AUTOPERFORANTE","UN","FERRETERIA Y HERRAMIENTAS",null,"0,00 %","0,00"]
[103644,"TORNILLO Ø 1/2\" L=10\"( 2 ARANDELAS+2 TUERCAS)Hierr","UN","FERRETERIA Y HERRAMIENTAS",null,"0,00 %","0,00"]
[103018,"TORNILLO Ø3/4\"X6\" AUTORROSCANTE","UN","FERRETERIA",null,"0,00 %","0,00"]
[102834,"TORNILLO PANEL DRYWALL PTA AGUDA 6X1 100UN","UN","FERRETERIA","860061089 - IDRD - PROYECCIÓN","19,00 %","$ 35,00","2022-01-30"]
[3561,"TORNILLO PARA  LAMINA D= 3/8\" LC #18","UN","FERRETERIA","555555555555 - IDRD - MEDIANA DE COTIZACIONES","19,00 %","$ 77,00","2023-03-13"]
[102352,"TORNILLO PARA LÁMINA 8X9/16\"","UN","FERRETERIA",null,"0,00 %","0,00"]
[535,"TORNILLO PARA MADERA  8 x 2\"","UN","FERRETERIA","860061089 - IDRD - PROYECCIÓN","19,00 %","$ 85,00","2022-06-03"]
[104204,"TORNILLO PASANTE CABEZ.EXAG.3/8\"L=20CM+ARAND+DOB.T","UN","FERRETERIA Y HERRAMIENTAS","555555555555 - IDRD - MEDIANA DE COTIZACIONES","19,00 %","$ 3.364,00","2023-03-22"]
[2260,"TORNILLO PL.Ond.+ x4 3/4\"  ETERNIT","UN","CUBIERTAS Y ACCESORIOS",null,"0,00 %","0,00"]
[103061,"TORNILLO PLACA AVELLANADO 8X1/4\" PUNTA BROCA","UN","CUBIERTAS Y ACCESORIOS",null,"0,00 %","0,00"]
[3737,"TORNILLO TIRAFONDO DE 4X 3/8 \"","UN","FERRETERIA","860061089 - IDRD - PROYECCIÓN","19,00 %","$ 1.426,00","2022-01-30"]
[105846,"TORNILLO ZINCADO ROSCADO (1/2\"X5\")","UN","FERRETERIA","8956232 - IDRD - MEDIA ARMONICA COTIZACIONES","19,00 %","$ 3.090,00","2023-03-22"]
[101222,"TORNILLO,PUNTILLAS Y ELEMENTOS FIJACIÓN","UN","FERRETERIA",null,"0,00 %","0,00"]
[104994,"TORNILLO+ARANDELA+CAPUCHON (5\") TEJA","UN","FERRETERIA","860061089 - IDRD - PROYECCIÓN","19,00 %","$ 925,00","2022-01-30"]
[104427,"TORNILLO1/2\"L=9\"ZINCADO.CAB.LISACARRIAJE(2ARAN+2T)","UN","MISCELANEA","860061089 - IDRD - PROYECCIÓN","19,00 %","$ 54,00","2022-02-09"]
[105542,"TornilloAceroGalvaniz.(1/2\"x11/2\")GR-5;tuerc+Arand","UN","FERRETERIA Y HERRAMIENTAS","8956232 - IDRD - MEDIA ARMONICA COTIZACIONES","19,00 %","$ 2.006,01","2022-06-09"]
[101022,"TornilloAutoperforante 11/2\" +Arandela de neopreno","UN","CUBIERTAS","860061089 - IDRD - PROYECCIÓN","19,00 %","$ 487,00","2022-02-01"]
[105872,"TornilloConector5/8\"x3\"+Arandela+Tuerca Acero G-5","UN","FERRETERIA Y HERRAMIENTAS",null,"0,00 %","0,00"]
[103814,"TORNILLOS BUTTON","UN","FERRETERIA","860061089 - IDRD - PROYECCIÓN","19,00 %","$ 16.520,00","2023-03-16"]
[108189,"TORNILLOS CONDENSADORA","UN","SISTEMAS VENTILACION",null,"0,00 %","0,00"]
[108187,"TORNILLOS MANEJADORA","UN","SISTEMAS VENTILACION",null,"0,00 %","0,00"]
[108129,"TORNILLOS PARA EQUIPO DE VENTILACIÓN","UN","SISTEMAS VENTILACION",null,"0,00 %","0,00"]
[106420,"Torniquete BiderecAcero Inox.Catrax plus brz.abati","UN","MOBILIARIO URBANO Y SEÑALIZAC.",null,"0,00 %","0,00"]
[108021,"Torniquete bidireccional Twister Light","UN","APARATOS ELECTRICOS",null,"0,00 %","0,00"]
[108967,"TORNIQUETE PANEL ACCESO INBIOS LECTORES HUELLA","UN","APARATOS ELECTRICOS",null,"0,00 %","0,00"]
[101412,"Torón de tensionamiento 1/2´´ o 5/8´´ CEFE COMETAS","KG","ACEROS Y HIERROS","77777777777 - CONTRATO CONSULTORIA CEFE COMETAS","19,00 %","$ 5.045,01","2019-04-03"]
[12936,"TORRE CON DESLIZADERO Y RED PASADIZO Y MURO DE ESCALAR CAP 18 USUARIOS 2-10 AÑOS","UN","MOBILIARIO URBANO Y SEÑALIZAC.",null,"0,00 %","0,00"]
[12927,"TORRE DESLIZADERO ESCALERA MURO DE ESCALAR CAP 25 USUARIOS 2-10 AÑOS","UN","MOBILIARIO URBANO Y SEÑALIZAC.",null,"0,00 %","0,00"]
[12968,"TORRE DESLIZADERO MURO CAP 10 USUARIOS 2-10 AÑOS","UN","MOBILIARIO URBANO Y SEÑALIZAC.",null,"0,00 %","0,00"]
[12929,"TORRE DOBLE DESLIZADERO ESCALERA MURO DE ESCALAR PASADIZO CAP 20 USUARIOS 2-10 AÑOS","UN","MOBILIARIO URBANO Y SEÑALIZAC.",null,"0,00 %","0,00"]
[12967,"TORRE DOBLE, PASADIZO, DOBLE DESLIZADERORO, MURO DE ESCALAR, ESCALERA, RED CAP 35 USUARIOS 2-10 AÑOS","UN","MOBILIARIO URBANO Y SEÑALIZAC.",null,"0,00 %","0,00"]
[106810,"TORRE PARA DOMINADAS Y FONDOS 4P","UN","MOBILIARIO PARQUES","860061089 - IDRD - PROYECCIÓN","19,00 %","$ 7.256.094,00","2022-01-24"]
[12931,"TORRE RED, DOBLE DESLIZADERO MURO DE ESCALAR PASADIZO ESCALERA CAP 30 USUARIOS 2-10 AÑOS","UN","MOBILIARIO URBANO Y SEÑALIZAC.",null,"0,00 %","0,00"]
[12966,"TORRE, DOBLE DESLIZADERO, PASADIZO ESCALERA MURO CAP 24 USUARIOS 2-10 AÑOS ","UN","MOBILIARIO URBANO Y SEÑALIZAC.",null,"0,00 %","0,00"]
[107851,"TOTAL CADERA (Rotary Hip W/295 LB)","UN","MOBILIARIO URBANO Y SEÑALIZAC.",null,"0,00 %","0,00"]
[103847,"totalizador 3 x 20 A  MG","UN","MISCELANEA","6555555555 - IDRD - MENOR VALOR   DE COTIZACIONES","19,00 %","$ 106.403,01","2020-12-23"]
[104172,"Totalizador de  Industrial 70 A 100 AMP","UN","MISCELANEA",null,"0,00 %","0,00"]
[102308,"Totalizador de 75 A Industrial","UN","CAJAS, ARMARIOS, TABLEROS",null,"0,00 %","0,00"]
[103211,"Totalizador enchufablel 3x(40Amp/50)","UN","CAJAS, ARMARIOS, TABLEROS",null,"0,00 %","0,00"]
[103238,"TOTALIZADOR GENERAL 3X100A","UN","CAJAS, ARMARIOS, TABLEROS","860061089 - IDRD - PROYECCIÓN","19,00 %","$ 144.700,00","2023-03-27"]
[103237,"TOTALIZADOR GENERAL 3X70A","UN","MISCELANEA",null,"0,00 %","0,00"]
[104827,"TOTALIZADOR IND.(3X100AMP)GRADUABLE-50KA","UN","CAJAS, ARMARIOS, TABLEROS",null,"0,00 %","0,00"]
[102475,"Totalizador industrial 3x(28-40Amp)","UN","CAJAS, ARMARIOS, TABLEROS","860061089 - IDRD - PROYECCIÓN","19,00 %","$ 198.880,00","2023-03-31"]
[101794,"Totalizador industrial 3x100A","UN","CAJAS, ARMARIOS, TABLEROS","860061089 - IDRD - PROYECCIÓN","19,00 %","$ 144.700,00","2023-03-29"]
[101588,"Totalizador industrial 3x125A  25KA","UN","CAJAS, ARMARIOS, TABLEROS","860061089 - IDRD - PROYECCIÓN","19,00 %","$ 233.722,00","2023-03-29"]
[101578,"Totalizador industrial 3x175A","UN","CAJAS, ARMARIOS, TABLEROS","860061089 - IDRD - PROYECCIÓN","19,00 %","$ 269.161,01","2023-03-29"]
["0101596-1","Totalizador industrial 3x20/30/40A CDRC Cometas","UN","CORTACIRCUITOS","66665555555 - IDRD - MEDIA ARITMETICA DE COTIZACIONES","19,00 %","$ 131.892,00","2020-11-25"]
[102473,"Totalizador industrial 3x40A","UN","CAJAS, ARMARIOS, TABLEROS","860061089 - IDRD - PROYECCIÓN","19,00 %","$ 144.615,00","2022-01-31"]
[101596,"Totalizador industrial 3x50A","UN","CAJAS, ARMARIOS, TABLEROS","860061089 - IDRD - PROYECCIÓN","19,00 %","$ 137.876,01","2023-03-29"]
[103458,"Totalizador industrial 3x50A (44-63A)L/NEX","UN","CAJAS, ARMARIOS, TABLEROS","860061089 - IDRD - PROYECCIÓN","19,00 %","$ 141.616,00","2020-01-09"]
[101593,"Totalizador industrial 3x60A","UN","CAJAS, ARMARIOS, TABLEROS","860061089 - IDRD - PROYECCIÓN","19,00 %","$ 229.188,00","2022-01-24"]
[102300,"Totalizador industrial 3x75A (70-100A)L/NEX","UN","CAJAS, ARMARIOS, TABLEROS",null,"0,00 %","0,00"]
[103179,"Totalizador industrial 3x80A","UN","CAJAS, ARMARIOS, TABLEROS",null,"0,00 %","0,00"]
[101676,"Totalizador industrial de 3x1000 A","UN","CAJAS, ARMARIOS, TABLEROS",null,"0,00 %","0,00"]
[103846,"Totalizador industrial de 3x150A   MG","UN","INST. ELECTRICAS","860061089 - IDRD - PROYECCIÓN","19,00 %","$ 441.830,99","2023-03-28"]
[106590,"TOTALIZADOR REGULABLE IND. 200-250 AMP","UN","CORTACIRCUITOS",null,"0,00 %","0,00"]
[107378,"totem lámina HR de 9mm Dimensiones: 0,70 x 2,95m.","UN","AVISOS Y VALLAS",null,"0,00 %","0,00"]
[108447,"totem lámina HR de 9mm Dimensiones: 0,80 x 2,90m.","UN","AVISOS Y VALLAS",null,"0,00 %","0,00"]
[109127,"TotemSeñalTipo A Estruc Perfil metal+lam","UN","AVISOS Y VALLAS",null,"0,00 %","0,00"]
[109125,"TotemSeñalTipo B Estruc Perfil metal+lam","UN","AVISOS Y VALLAS",null,"0,00 %","0,00"]
[667,"TOXEMENT \"1A\"          2 KILOS","KG","IMPERMEABILIZANTES",null,"0,00 %","0,00"]
[680,"TOXEMENT POLVO EN BALDE  30 Kg","KG","IMPERMEABILIZANTES",null,"0,00 %","0,00"]
[2194,"TOXEMENT POLVO EN BOLSA  25 Kg","KG","IMPERMEABILIZANTES",null,"0,00 %","0,00"]
[108521,"TR1 Perfil en aluminio 2,5cm x 2,5cm","ML","MISCELANEA",null,"0,00 %","0,00"]
[108647,"TR2Perfil de Aluminio para cinta LED Linearlight","ML","MISCELANEA",null,"0,00 %","0,00"]
[108649,"TR3Perfil de Aluminio+difusor opal para Cinta LED","ML","MISCELANEA",null,"0,00 %","0,00"]
[2351,"TRABA COMPL. C-90 ETERNIT","UN","ACCESORIOS CUBIERTA",null,"0,00 %","0,00"]
[102572,"Tractor (Para poda o cepillado) (Oper+Comb)","HR","EQUIPOS DE EXCAVACION","555555555555 - IDRD - MEDIANA DE COTIZACIONES","19,00 %","$ 206.922,00","2023-03-23"]
[102623,"TRACTOR CORTA CESPED **","DD","MISCELANEA",null,"0,00 %","0,00"]
[101529,"Trafo baja-baja 30KVA 480/208/120V Fontanar","UN","APARATOS ELECTRICOS","860061089 - IDRD - PROYECCIÓN","19,00 %","$ 7.563.485,00","2023-03-29"]
[2407,"TRAGANTE CUPULA 5x3","UN","TUBERIA SUBT,REJILLAS,SUMIDER.",null,"0,00 %","0,00"]
[103439,"TRAGANTE REJILLA CUPULA TUBO 4\"(5x4)-Plastica","UN","ACCESORIOS HIDROSANITARIOS",null,"0,00 %","0,00"]
[106024,"TRAILER CAMA ALTA (CAPACIDAD 25 TONELADAS)","VJ","EQUIPO ALQUILER Y MAQUINARIA",null,"0,00 %","0,00"]
[102293,"Trámite sustitución Transformador 75 KVA X150 KVA","UN","ACCESORIOS CUBIERTA",null,"0,00 %","0,00"]
[12775,"TRAMPA DE GRASA 49 LT ACERO INOXIDABLE 304 CAL 18 Largo 45 cm Ancho 30 cm Alto 32 cm","UN","EQUIPOS PARA COCINA","860061089 - IDRD - PROYECCIÓN","19,00 %","$ 792.150,00","2022-01-24"]
[12760,"TRAMPA DE GRASA 90 LT ACERO INOXIDABLE 304 CAL 18 0,80*0,35 M H: 0,35 M","UN","EQUIPOS PARA COCINA","6555555555 - IDRD - MENOR VALOR   DE COTIZACIONES","19,00 %","$ 921.060,00","2020-12-10"]
[107717,"TRAMPA ø 8\"X ø 5\"","UN","ACCESORIOS HIDROSANITARIOS",null,"0,00 %","0,00"]
[107541,"TRAMPA ø10\"xø6\" -  50 PSI fibra vidrio Piscina","UN","PISCINAS",null,"0,00 %","0,00"]
[107823,"TRAMPA PARA GRASAS","UN","EQUIPOS PARA COCINA",null,"0,00 %","0,00"]
[107885,"TRAMPOLIN 48\"","UN","MOBILIARIO URBANO Y SEÑALIZAC.",null,"0,00 %","0,00"]
[108002,"Transceptor Inalámbrico de 915 MHZ HSM2HOST9","UN","APARATOS ELECTRICOS",null,"0,00 %","0,00"]
[104819,"TRANSFERENCIA AUTO PLANTA ELECTRICA","UN","INST. ELECTRICAS",null,"0,00 %","0,00"]
[105001,"TRANSFERENCIA AUTOM.(3X630AMP) EN AC3 CON TARJETA","UN","APARATOS ELECTRICOS",null,"0,00 %","0,00"]
[106195,"Transferencia Automat (1000A)Contact-Contr+Barraje","UN","APARATOS ELECTRICOS",null,"0,00 %","0,00"]
[106196,"Transferencia Automat (250A)Contact-Contr+Barraje","UN","APARATOS ELECTRICOS",null,"0,00 %","0,00"]
[109014,"Transferencia automática (2000 Amp, 762 KVA,609KW","UN","APARATOS ELECTRICOS",null,"0,00 %","0,00"]
[109010,"Transferencia automática (315 Amperios, 120 KVA, 9","UN","APARATOS ELECTRICOS",null,"0,00 %","0,00"]
[102165,"TRANSFERENCIA AUTOMATICA 1200 A CDRC Cometas","UN","MISCELANEA","77777777777 - CONTRATO CONSULTORIA CEFE COMETAS","19,00 %","$ 19.434.352,99","2019-10-07"]
[101837,"TRANSFERENCIA AUTOMATICA 1500A 208/120V CEFE COMETAS","UN","INST. ELECTRICAS","77777777777 - CONTRATO CONSULTORIA CEFE COMETAS","19,00 %","$ 22.120.331,99","2019-09-25"]
[101629,"Transferencia automática 3x1000A","UN","APARATOS ELECTRICOS",null,"0,00 %","0,00"]
[101632,"Transferencia automática 3x100A diseño Fontanar","UN","APARATOS ELECTRICOS",null,"0,00 %","0,00"]
[105012,"TRANSFERENCIA AUTOMÁTICA DE 3X160AMP EN AC1","UN","APARATOS ELECTRICOS",null,"0,00 %","0,00"]
[104867,"TRANSFERENCIA DE 500AMP-220V(SUMINST+INSTAL)","UN","APARATOS ELECTRICOS",null,"0,00 %","0,00"]
[102778,"Transfor tiposecoClase H,GrConexDyn5 de 630 KVA Cu","UN","SUBESTACION","77777777777 - CONTRATO CONSULTORIA CEFE COMETAS","19,00 %","$ 52.707.599,00","2019-08-20"]
[108971,"Transfor tiposecoClase H,GrConexDyn5 de 630 KVA,","UN","APARATOS ELECTRICOS",null,"0,00 %","0,00"]
[107679,"TRANSFORAMADOR 150W PARA MINI LED","UN","APARATOS ELECTRICOS",null,"0,00 %","0,00"]
[107498,"TRANSFORAMADOR 300W PISCINA","UN","PISCINAS","562221312 - IDRD - VALOR CIO AJUSTADO","19,00 %","$ 365.873,00","2020-12-29"]
[105102,"Transform Tipo seco 112.5KVA-11400-208/120vDy560Hz","UN","INST. ELECTRICAS","66665555555 - IDRD - MEDIA ARITMETICA DE COTIZACIONES","19,00 %","$ 13.818.368,00","2019-03-15"]
[107416,"TRANSFORMADOR 120 VAC - 24 VAC; 96 VA","UN","SISTEMAS VENTILACION",null,"0,00 %","0,00"]
[102512,"Transformador 30Kva-11.4/208-120v-ocasionalSumergi","UN","APARATOS ELECTRICOS",null,"0,00 %","0,00"]
[10740,"TRANSFORMADOR 45kva - 11.4/208/120v-Dy5 Ocas-Sumerg ","UN","PLANTAS ELECTRICAS","8956232 - IDRD - MEDIA ARMONICA COTIZACIONES","19,00 %","$ 20.798.849,00","2022-08-18"]
[106825,"Transformador 45Kva-11.4/208-120v-ocasionalSumergi","UN","APARATOS ELECTRICOS",null,"0,00 %","0,00"]
[108004,"Transformador 9VAC-40VA 120VAC","UN","APARATOS ELECTRICOS",null,"0,00 %","0,00"]
[3679,"TRANSFORMADOR ACEITE TRIFASICO 30KVA (11.4-208V","UN","APARATOS ELECTRICOS",null,"0,00 %","0,00"]
[109025,"Transformador aislado 60W, 120/12V","UN","APARATOS ELECTRICOS",null,"0,00 %","0,00"]
[104930,"Transformador de 300w a 12 v","UN","INST. ELECTRICAS",null,"0,00 %","0,00"]
[104438,"TRANSFORMADOR DE CORRIENTE 1000/A5","UN","APARATOS ELECTRICOS",null,"0,00 %","0,00"]
[101581,"Transformador de corriente 200/5 A","UN","CAJAS, ARMARIOS, TABLEROS",null,"0,00 %","0,00"]
[102286,"Transformador de corriente 400/5 A","UN","CAJAS, ARMARIOS, TABLEROS",null,"0,00 %","0,00"]
[12550,"Transformador de corriente tipo barra 150/5A - 600V","UN","APARATOS ELECTRICOS","860061089 - IDRD - PROYECCIÓN","19,00 %","$ 196.659,00","2022-01-28"]
[2399,"TRANSFORMADOR MONOFASICO 50KVA","UN","APARATOS ELECTRICOS",null,"0,00 %","0,00"]
[12650,"transformador seco clase F 150KV","UN","PLANTAS ELECTRICAS",null,"0,00 %","0,00"]
[102526,"TRANSFORMADOR SECO TRIFASICO 125KVA 11400 480/277V","UN","MISCELANEA",null,"0,00 %","0,00"]
[101557,"Transformador tipo seco clase H 120 KVA 440/208 V","UN","APARATOS ELECTRICOS","77777777777 - CONTRATO CONSULTORIA CEFE COMETAS","19,00 %","$ 19.589.862,16","2019-09-20"]
[101833,"TRANSFORMADOR TIPO SECO CLASE H 30 KVA CEFE COMETA","UN","INST. ELECTRICAS","77777777777 - CONTRATO CONSULTORIA CEFE COMETAS","19,00 %","$ 8.014.734,00","2019-08-20"]
[101551,"TRANSFORMADOR TIPO SECO CLASE H 400KVA CEFE COMETAS","UN","INST. ELECTRICAS","77777777777 - CONTRATO CONSULTORIA CEFE COMETAS","19,00 %","$ 43.130.708,67","2019-09-29"]
[107409,"TRANSFORMADOR TRIFA DE 500 KVA TIPO SECO CLASE   F","UN","APARATOS ELECTRICOS",null,"0,00 %","0,00"]
[3682,"TRANSFORMADOR TRIFASICO 112.5KVA","UN","APARATOS ELECTRICOS",null,"0,00 %","0,00"]
[3683,"TRANSFORMADOR TRIFASICO 150KVA","UN","APARATOS ELECTRICOS","860061089 - IDRD - PROYECCIÓN","19,00 %","$ 16.136.753,00","2023-03-29"]
[3684,"TRANSFORMADOR TRIFASICO 225KVA","UN","APARATOS ELECTRICOS",null,"0,00 %","0,00"]
[12572,"Transformador Trifasico 300Kva Seco Tipo H -11.4/208-120-DYN-5","UN","CAJAS, ARMARIOS, TABLEROS","8956232 - IDRD - MEDIA ARMONICA COTIZACIONES","19,00 %","$ 21.684.644,00","2019-12-19"]
[3680,"TRANSFORMADOR TRIFASICO 45KVA(440-208/120)Dyn5","UN","APARATOS ELECTRICOS","8956232 - IDRD - MEDIA ARMONICA COTIZACIONES","19,00 %","$ 4.973.873,00","2019-02-12"]
[3681,"TRANSFORMADOR TRIFASICO 75KVA (Aceite) 13200v- 214","UN","APARATOS ELECTRICOS","555555555555 - IDRD - MEDIANA DE COTIZACIONES","19,00 %","$ 17.500.000,00","2023-03-24"]
[106117,"TRANSFORMADOR TRIFASICO 75KVA (Seco) 13200v- 214","UN","SUBESTACION","860061089 - IDRD - PROYECCIÓN","19,00 %","$ 19.168.003,00","2023-03-28"]
[107438,"TRANSFORMADOR TRIFASICO DE 150 KVA TIPO SECO","UN","INST. ELECTRICAS",null,"0,00 %","0,00"]
[12488,"Transformador trifásico de 500kVA seco clase H 11.400/120/208V, con devanados en CU-CU","UN","SUBESTACION","77777777777 - CONTRATO CONSULTORIA CEFE COMETAS","19,00 %","$ 52.707.599,00","2019-09-30"]
[105581,"Transformador Trifasico seco10KVA 440-208/120vDyn5","UN","APARATOS ELECTRICOS",null,"0,00 %","0,00"]
[105580,"Transformador Trifasico seco30KVA 440-208/120vDyn5","UN","APARATOS ELECTRICOS",null,"0,00 %","0,00"]
[105579,"Transformador Trifasico seco45KVA 440-208/120vDyn5","UN","APARATOS ELECTRICOS","860061089 - IDRD - PROYECCIÓN","19,00 %","$ 7.625.314,00","2023-03-28"]
[105578,"Transformador Trifasico seco75KVA 440-208/120vDyn5","UN","APARATOS ELECTRICOS",null,"0,00 %","0,00"]
[108179,"Transformador trifasico tipo seco 20 KVA 440/208/1","UN","APARATOS ELECTRICOS",null,"0,00 %","0,00"]
[107077,"Transformador trifasico tipo seco 500KVA 11.4KV 44","UN","APARATOS ELECTRICOS",null,"0,00 %","0,00"]
[105610,"TRANSFORMADOR TRIFÁSICO TIPO SECO DE 225 kVA, 11.4","UN","APARATOS ELECTRICOS",null,"0,00 %","0,00"]
[106767,"TransformadorSecClasH-15KVA-11.4-208-120V+3PDS+Rue","UN","CORTACIRCUITOS",null,"0,00 %","0,00"]
[106766,"TransformadorSecClasH75KVA-11.4-208-120V+3DPS+Rued","UN","CORTACIRCUITOS",null,"0,00 %","0,00"]
[105978,"TransformadorTrifasico(480/220-127V)40 KVA-Dy5+Tra","UN","APARATOS ELECTRICOS",null,"0,00 %","0,00"]
[105977,"TransformadorTrifasico(480/220-127V)60 KVA-BT+Tran","UN","APARATOS ELECTRICOS",null,"0,00 %","0,00"]
[106832,"TransformadorTrifas-Seco-ClaseH-75Kva11.4-208/120","UN","CAJAS, ARMARIOS, TABLEROS","860061089 - IDRD - PROYECCIÓN","19,00 %","$ 12.438.355,00","2022-01-31"]
[101531,"Transforrma 15 KVA11400/480/277 V para inst.en pos","UN","APARATOS ELECTRICOS",null,"0,00 %","0,00"]
[106040,"TRANSICION TUBERIA PLANAR-12\"x 6”PEAD ADS END OUTL","UN","MISCELANEA","8-154752692 - TIGRE - ADS","19,00 %","$ 109.989,00","2019-03-19"]
[104233,"TRANSITO (6 SEGUNDOS)","MES","EQUIPO ALQUILER Y MAQUINARIA",null,"0,00 %","0,00"]
[100847,"Transito, Nivel y Otros","MES","EQUIPO ALQUILER Y MAQUINARIA",null,"0,00 %","0,00"]
[108463,"TRANSMISIÓN (POLEA - CORREA) 3hp","UN","SISTEMAS VENTILACION",null,"0,00 %","0,00"]
[108470,"TRANSMISIÓN (POLEAS - CORREA) 15hp","UN","SISTEMAS VENTILACION",null,"0,00 %","0,00"]
[108460,"TRANSMISIÓN (POLEAS CORREA) 10hp","UN","SISTEMAS VENTILACION",null,"0,00 %","0,00"]
[107418,"TRANSMISOR DE PRESIÓN DIFERENCIAL","UN","SISTEMAS VENTILACION",null,"0,00 %","0,00"]
[102043,"Transmisor de presión diferencial de aire de ducto","UN","SISTEMAS VENTILACION","77777777777 - CONTRATO CONSULTORIA CEFE COMETAS","19,00 %","$ 755.000,00","2019-06-25"]
[12498,"TRANSMISOR DE PRESIÓN DIFERENCIAL DE AIRE DE DUCTO ","UN","SISTEMAS VENTILACION",null,"19,00 %","$ 797.431,00","2022-01-24"]
[102713,"TRANSP. CAMION 18TN BOGOTA-SUMAPAZ(CARG Y DESC)","TN","EQUIPO ALQUILER Y MAQUINARIA",null,"0,00 %","0,00"]
[100817,"TRANSP. DE RETROEX. PC 40 (Oruga)  Ida y  regreso.","UN","EQUIPOS DE EXCAVACION",null,"0,00 %","0,00"]
[101255,"TRANSPORTE  MOTONIVELADORA-C.BAJA (Con Escolta)","VJ","EQUIPOS DE EXCAVACION",null,"0,00 %","0,00"]
[12490,"Transporte + Disposicion Final Escombros M3/KM  -  CEFE COMETAS","M3/KM","EQUIPO ALQUILER Y MAQUINARIA","860061089 - IDRD - PROYECCIÓN","19,00 %","$ 995,01","2019-10-07"]
[3641,"TRANSPORTE BOGOTA","KG","FLETES","860061089 - IDRD - PROYECCIÓN","19,00 %","$ 29,00","2022-06-03"]
[104105,"TRANSPORTE CAMABAJA","VJ","EQUIPO ALQUILER Y MAQUINARIA","860061089 - IDRD - PROYECCIÓN","19,00 %","$ 503.206,01","2023-03-23"]
[100767,"Transporte Contenedor Almac obra(20Pies)Ida y regr","VJ","TRANSPORTE","8956232 - IDRD - MEDIA ARMONICA COTIZACIONES","19,00 %","$ 676.356,00","2022-06-13"]
[101031,"Transporte Contenedor oficina (20Pies)ida y regres","UN","EQUIPO ALQUILER Y MAQUINARIA","8956232 - IDRD - MEDIA ARMONICA COTIZACIONES","19,00 %","$ 641.414,00","2022-06-13"]
[100778,"Transporte de Contenedor obra(40Pies)Ida y regreso","VJ","TRANSPORTE","555555555555 - IDRD - MEDIANA DE COTIZACIONES","0,00 %","$ 800.000,00","2019-02-12"]
[100899,"TRANSPORTE DE MUESTRAS CILINDROS","UN","ENSAYOS DE LABORATORIO","860061089 - IDRD - PROYECCIÓN","19,00 %","$ 4.175,00","2022-02-01"]
[104406,"TRANSPORTE DE MUESTRAS(VIAJEXCADA CUATRO PARQUES)","VJ","ENSAYOS DE LABORATORIO",null,"0,00 %","0,00"]
[108452,"Transporte desde lugar de producción a lugar de in","UN","MISCELANEA",null,"0,00 %","0,00"]
[101046,"TRANSPORTE EN GRUA PLANCHÓN (Ida y regreso).","UN","EQUIPOS DE EXCAVACION","8956232 - IDRD - MEDIA ARMONICA COTIZACIONES","19,00 %","$ 391.667,00","2023-03-22"]
[108832,"Transporte Material a Obra para Fachadas DANPAL","M2","FLETES",null,"0,00 %","0,00"]
[100852,"TRANSPORTE- RETROEXC.PC40(Oruga)2 Escolt Ida yReg","UN","EQUIPOS DE EXCAVACION","666665454444 - IDRD - MENOR PRECIO DE COTIZACIONES","0,00 %","$ 1.300.000,00","2019-03-13"]
[100853,"TRANSPORTE- RETROEXCAV.J.D.510 (Ida y regreso)","UN","EQUIPOS DE EXCAVACION","8956232 - IDRD - MEDIA ARMONICA COTIZACIONES","19,00 %","$ 299.049,00","2023-03-22"]
[104246,"TRANSPORTE VIBROC.DOBLE RODILL.11/2TON.(IDA Y REGR","UN","EQUIPO ALQUILER Y MAQUINARIA",null,"0,00 %","0,00"]
[104244,"TRANSPORTE VIBROC.DOBLE RODILL.3TON.(IDA Y REGRES)","UN","EQUIPO ALQUILER Y MAQUINARIA",null,"0,00 %","0,00"]
[104245,"TRANSPORTE VIBROC.DOBLE RODILL.7TON.(IDA Y REGRES)","UN","EQUIPO ALQUILER Y MAQUINARIA",null,"0,00 %","0,00"]
[104247,"TRANSPORTE VIBROC.DOBLE RODILL.800KG.(IDA Y REGR","UN","EQUIPO ALQUILER Y MAQUINARIA",null,"0,00 %","0,00"]
[13316,"TRANSPORTE Y DISPOSICIÓN FINAL SUELOS CONTAMINADOS RESPEL","TN","AGREGADOS CONCRETOS Y MORTEROS","8956232 - IDRD - MEDIA ARMONICA COTIZACIONES","0,00 %","$ 315.235,00","2023-02-09"]
[103706,"transporte y evacuación de lodos","HR","MISCELANEA",null,"0,00 %","0,00"]
[107837,"TRANSPORTE, IZAJE, INSTALACION","UN","EQUIPOS PARA COCINA",null,"0,00 %","0,00"]
[2473,"Transporte+Disposicion Final Escombros Vj 6m3","M3","AGREGADOS CONCRETOS Y MORTEROS","555555555555 - IDRD - MEDIANA DE COTIZACIONES","19,00 %","$ 38.571,01","2022-05-09"]
[100945,"TRANSPORTE-MAQUINARIA PESADA(Ida y regreso)Escolta","UN","EQUIPOS DE EXCAVACION","666665454444 - IDRD - MENOR PRECIO DE COTIZACIONES","19,00 %","$ 1.299.999,99","2019-03-13"]
[102573,"TRANSPORTE-TRACTOR EN GRUA PLANCHON (ida y vuelta)","UN","EQUIPOS DE EXCAVACION","860061089 - IDRD - PROYECCIÓN","19,00 %","$ 389.410,99","2023-03-23"]
[103020,"Trapecio Tubo de 3/4\" **","UN","MOBILIARIO URBANO Y SEÑALIZAC.","860061089 - IDRD - PROYECCIÓN","19,00 %","$ 88.891,00","2023-03-29"]
[105730,"TRAPERO EN ALGODON N°1.000(450Gr) MANGO EN MADERA","UN","ELEMENTOS DE ASEO",null,"0,00 %","0,00"]
[105515,"TRAPERO ENCABADO ALGODON 350 Gr. MANGO MADERA","UN","MISCELANEA",null,"0,00 %","0,00"]
[101124,"TRASLADO  DE  TORRE GRUA","UN","EQUIPO ALQUILER Y MAQUINARIA",null,"0,00 %","0,00"]
[103707,"Tratamiento y disposición  de lodos","VJ","MISCELANEA",null,"0,00 %","0,00"]
[105427,"TRATAMIENTOS INTEGRALES Árbol entre 10 – 14,99 mts","UN","JARDINERIA Y GRAMAS","66665555555 - IDRD - MEDIA ARITMETICA DE COTIZACIONES","19,00 %","$ 552.588,00","2019-05-16"]
[105428,"TRATAMIENTOS INTEGRALES Árbol entre 15 – 19,99 mts","UN","JARDINERIA Y GRAMAS",null,"0,00 %","0,00"]
[105425,"TRATAMIENTOS INTEGRALES Árbol entre 2 – 4,99 mts","UN","JARDINERIA Y GRAMAS","66665555555 - IDRD - MEDIA ARITMETICA DE COTIZACIONES","19,00 %","$ 224.950,00","2019-05-15"]
[105426,"TRATAMIENTOS INTEGRALES Árbol entre 5 – 9,99 mts","UN","JARDINERIA Y GRAMAS","66665555555 - IDRD - MEDIA ARITMETICA DE COTIZACIONES","19,00 %","$ 387.138,00","2019-05-16"]
[105429,"TRATAMIENTOS INTEGRALES Árboles mayores a 20 mts","UN","JARDINERIA Y GRAMAS",null,"0,00 %","0,00"]
[106451,"Travesaño para módulo M-5 Tubo Estruct.galv. Ø3\"","UN","MOBILIARIO PARQUES",null,"0,00 %","0,00"]
[102950,"TravesañoTuboGalv.2\"Cal.105.(2.00m)***","UN","MOBILIARIO PARQUES","860061089 - IDRD - PROYECCIÓN","19,00 %","$ 192.990,00","2023-03-24"]
[102951,"TravesañoTuboGalv.2\"Cal.105.(2.50m)***","UN","MOBILIARIO PARQUES","860061089 - IDRD - PROYECCIÓN","19,00 %","$ 243.469,00","2022-12-22"]
[3802,"TRAYLER O GATO PARA CABLES","DD","EQUIPO ALQUILER Y MAQUINARIA",null,"0,00 %","0,00"]
[108988,"Tren de gas natural","UN","INST. HIDRAUL/SANIT. Y LAMINAS",null,"0,00 %","0,00"]
[108886,"Tren de gas natural    CDRC","UN","SISTEMAS VENTILACION",null,"0,00 %","0,00"]
[108959,"TRES TERMINALES EXTERIOR 15KV No. 4/0","UN","APARATOS ELECTRICOS",null,"0,00 %","0,00"]
[108962,"Tres terminales preform interior 15KV","UN","APARATOS ELECTRICOS",null,"0,00 %","0,00"]
[12536,"TRICEPS PARALELA (TRICEPS EXTENSION) OSTE - FUERZA","UN","DOTACION GIMNASIOS CEFE EQUIPOS PARA FUERZA","125457845 - FITNESS MARKET","19,00 %","$ 12.526.982,00","2019-10-23"]
[107858,"TRICEPS PARALELAS (Seated Triceps)","UN","MOBILIARIO URBANO Y SEÑALIZAC.",null,"0,00 %","0,00"]
[3785,"TRINQUETE","DD","EQUIPO ALQUILER Y MAQUINARIA",null,"0,00 %","0,00"]
[3920,"TRIPLEX  ANDES  2.44x1.22   7mm","UN","LAMINAS",null,"0,00 %","0,00"]
[960,"TRIPLEX  OKUME 2.44x1.22 PIZANO      4mm","UN","LAMINAS",null,"0,00 %","0,00"]
[962,"TRIPLEX  OVERLINE(2.44x1.22)TIPO-2   4mm","UN","LAMINAS",null,"0,00 %","0,00"]
[952,"TRIPLEX 4mm TIPO-1 PIZANO (1.22X2.44M)","UN","LAMINAS",null,"0,00 %","0,00"]
[103553,"Triplex 6.5mm","M2","MISCELANEA",null,"0,00 %","0,00"]
[102599,"TRIPLEX ARAUCO 2.44x1.22  4mm ","UN","MADERAS","860061089 - IDRD - PROYECCIÓN","19,00 %","$ 43.955,01","2022-02-10"]
[954,"TRIPLEX CORRIENTE OVERLINE TIPO-2(1.22 x2.4) 4mm","UN","LAMINAS",null,"0,00 %","0,00"]
[956,"TRIPLEX F/MORADO 1.20x2.40 4mm","UN","LAMINAS","8956232 - IDRD - MEDIA ARMONICA COTIZACIONES","19,00 %","$ 83.371,00","2019-03-29"]
[955,"TRIPLEX PIZANO  2.44x1.22 4mm","UN","LAMINAS","860061089 - IDRD - PROYECCIÓN","19,00 %","$ 31.278,00","2022-06-06"]
[102562,"Tripode Ángulo1x1/8\"Tubo Galv.3/4\"+Codo+ adaptador","UN","ACCESORIOS HIDROSANITARIOS","860061089 - IDRD - PROYECCIÓN","19,00 %","$ 210.190,00","2023-03-21"]
[101641,"Trípode Metálico para aspersor (Angulo 3/4\") **","UN","ACCESORIOS HIDROSANITARIOS",null,"0,00 %","0,00"]
[105927,"tripode soporte cañon aereo de 3\"","UN","MISCELANEA",null,"0,00 %","0,00"]
[100426,"Triturado 1 1/2\" (Suministro + Transporte)","M3","AGREGADOS CONCRETOS Y MORTEROS","860061089 - IDRD - PROYECCIÓN","19,00 %","$ 125.153,00","2022-01-28"]
[100427,"Triturado 1\" Lavado (Sin Transporte)*","M3","AGREGADOS CONCRETOS Y MORTEROS",null,"0,00 %","0,00"]
[106031,"Triturado 1/2\"","M3","MISCELANEA",null,"0,00 %","0,00"]
[102534,"Triturado 3/4\" a 1\" Lavado(Inc. transporte) **","M3","AGREGADOS CONCRETOS Y MORTEROS","860061089 - IDRD - PROYECCIÓN","19,00 %","$ 129.473,00","2023-03-17"]
[101235,"Triturado 3-4\" **","M3","AGREGADOS CONCRETOS Y MORTEROS",null,"0,00 %","0,00"]
[101,"TRITURADO DE MAQUINA  DE 1A sin transp.","M3","AGREGADOS CONCRETOS Y MORTEROS",null,"0,00 %","0,00"]
[103100,"Triturado3/4\"SinTransporte","M3","AGREGADOS",null,"0,00 %","0,00"]
[101414,"Trompetas 12 torones (tensionamiento) CEFE COMETAS","UN","ACEROS Y HIERROS","77777777777 - CONTRATO CONSULTORIA CEFE COMETAS","19,00 %","$ 62.054,00","2019-04-03"]
[105082,"TRONCO PINO PATULA  INMUN- VACIO Ø30-35CM;H=0.10","UN","MADERAS",null,"0,00 %","0,00"]
[103042,"TRONZADORA DE METALES 14 '' DEWALT","UN","MISCELANEA","860061089 - IDRD - PROYECCIÓN","19,00 %","$ 839.456,00","2023-03-29"]
[102304,"Troquel metálico triple para canaleta calibre 20","ML","TUBOS","860061089 - IDRD - PROYECCIÓN","19,00 %","$ 27.195,00","2020-01-09"]
[101721,"TROQUEL SAL. MOMOFASICA VOZ DATOS**","UN","FERRETERIA",null,"0,00 %","0,00"]
[12513,"TROTADORA OST ACTIVATE SERIES (Caminadora Life Fitness- Activie Series) - CARDIO","UN","DOTACION GIMNASIOS CEFE EQUIPOS PARA CARDIO","125457845 - FITNESS MARKET","19,00 %","$ 26.263.598,00","2019-10-21"]
[108111,"TUBERÍA A. INOX C/C SCH 40 T-304 1 1/2\"","ML","INST. HIDRAUL/SANIT. Y LAMINAS",null,"0,00 %","0,00"]
[107034,"TUBERÍA A. INOX C/C SCH 40 T-304 2\"","ML","TUBERIA HIDROSANITARIA","47874222222 - CONTRATO CONSULTORIA CDRC 1","19,00 %","$ 75.437,00","2019-08-08"]
[108115,"TUBERÍA A. INOX C/C SCH 40 T-304 3\"","ML","INST. HIDRAUL/SANIT. Y LAMINAS","47874222222 - CONTRATO CONSULTORIA CDRC 1","19,00 %","$ 157.140,20","2019-08-13"]
[107042,"TUBERÍA A. INOX C/C SCH 40 T-304 4\"","ML","TUBERIA HIDROSANITARIA","47874222222 - CONTRATO CONSULTORIA CDRC 1","19,00 %","$ 223.892,00","2019-08-08"]
[106758,"TUBERIA ALCANATRILLADO HERMÉTICA Ø24\"(L=6.5M)","ML","TUBERIA HIDROSANITARIA",null,"0,00 %","0,00"]
[106938,"TUBERÍA COBRE TIPO M 1 1/2\"","ML","INST. HIDRAUL/SANIT. Y LAMINAS","860061089 - IDRD - PROYECCIÓN","19,00 %","$ 90.698,00","2022-01-31"]
[106933,"TUBERÍA COBRE TIPO M 1 1/4\"","ML","INST. HIDRAUL/SANIT. Y LAMINAS","860061089 - IDRD - PROYECCIÓN","19,00 %","$ 65.465,01","2022-01-31"]
[108096,"TUBERÍA COBRE TIPO M 1 1/4\"","ML","INST. HIDRAUL/SANIT. Y LAMINAS",null,"0,00 %","0,00"]
[106932,"TUBERÍA COBRE TIPO M 1\"","ML","INST. HIDRAUL/SANIT. Y LAMINAS","860061089 - IDRD - PROYECCIÓN","19,00 %","$ 44.626,00","2022-01-31"]
[108079,"TUBERÍA COBRE TIPO M 2 1/2\"","ML","TUBERIA HIDROSANITARIA",null,"0,00 %","0,00"]
[106939,"TUBERÍA COBRE TIPO M 2\"","ML","TUBERIA HIDROSANITARIA","555555555555 - IDRD - MEDIANA DE COTIZACIONES","19,00 %","$ 70.977,00","2019-03-29"]
[107503,"TUBERÍA CONDUIT ACERO GALVANIZADO EMT 2 1/2\"","ML","SISTEMAS VENTILACION",null,"0,00 %","0,00"]
[108077,"TUBERÍA CPVC 2 1/2\"","ML","TUBERIA HIDROSANITARIA","8956232 - IDRD - MEDIA ARMONICA COTIZACIONES","19,00 %","$ 93.371,01","2019-03-28"]
[108343,"TUBERÍA Cu RIGIDA TIPO K DE 1 1/8\"","ML","SISTEMAS VENTILACION",null,"0,00 %","0,00"]
[108331,"TUBERÍA Cu RIGIDA TIPO K DE 5/8\"","ML","SISTEMAS VENTILACION","89585454444 - CONTRATO CONSULTORIA CDRC 2","19,00 %","$ 19.499,99","2019-09-27"]
[108325,"TUBERÍA Cu RIGIDA TIPO L DE 1/2\"","ML","SISTEMAS VENTILACION","89585454444 - CONTRATO CONSULTORIA CDRC 2","19,00 %","$ 14.950,01","2019-09-27"]
[108281,"TUBERÍA Cu RIGIDA TIPO L DE 1/4\"","ML","SISTEMAS VENTILACION","89585454444 - CONTRATO CONSULTORIA CDRC 2","19,00 %","$ 6.717,00","2019-09-27"]
[108319,"TUBERÍA Cu RIGIDA TIPO L DE 3/8\"","ML","SISTEMAS VENTILACION","89585454444 - CONTRATO CONSULTORIA CDRC 2","19,00 %","$ 10.508,00","2019-09-27"]
[108336,"TUBERÍA Cu RIGIDA TIPO L DE 7/8\"","ML","SISTEMAS VENTILACION","89585454444 - CONTRATO CONSULTORIA CDRC 2","19,00 %","$ 22.750,00","2019-09-27"]
[107666,"TUBERÍA DE ACERO PARA ALIMENTACIÓN","ML","INST. ELECTRICAS",null,"0,00 %","0,00"]
[108556,"Tuberia de cobre rigida tipo K de 1 3/8\"","ML","SISTEMAS VENTILACION",null,"0,00 %","0,00"]
[108563,"Tuberia de cobre rigida tipo K de 1 5/8\"","ML","SISTEMAS VENTILACION",null,"0,00 %","0,00"]
[101890,"TUBERIA DESFOGUE PARA GRUPO (CEFE COMETAS)","UN","INST. HIDRAUL/SANIT. Y LAMINAS","77777777777 - CONTRATO CONSULTORIA CEFE COMETAS","19,00 %","$ 179.624,79","2019-04-24"]
[109099,"tuberia en acero sch 40 1\"","ML","INST. ELECTRICAS",null,"0,00 %","0,00"]
[10765,"TUBERIA GALVANIZADA CAL 2,5 DE 2'' X 6M","UN","TUBERIA SUBT,REJILLAS,SUMIDER.","555555555555 - IDRD - MEDIANA DE COTIZACIONES","19,00 %","$ 216.600,00","2022-09-13"]
[10766,"TUBERIA GALVANIZADA CAL 2,5 DE 3'' X 6M","UN","TUBERIA SUBT,REJILLAS,SUMIDER.","8956232 - IDRD - MEDIA ARMONICA COTIZACIONES","19,00 %","$ 320.735,00","2022-09-13"]
[106972,"TUBERÍA HIERRO FUNDIDO NH 2 2\"","ML","TUBERIA HIDROSANITARIA",null,"0,00 %","0,00"]
[106984,"TUBERÍA HIERRO FUNDIDO NH 2 3\"","ML","TUBERIA HIDROSANITARIA",null,"0,00 %","0,00"]
[107000,"TUBERÍA HIERRO FUNDIDO NH 2 4\"","ML","TUBERIA HIDROSANITARIA",null,"0,00 %","0,00"]
[109103,"Tuberia IMC de 3/4\" y 1\" incluye cableado, cajas d","GL","MISCELANEA",null,"0,00 %","0,00"]
[12633,"TUBERIA NOVAFORT 36\"","ML","TUBERIA SUBT,REJILLAS,SUMIDER.","860061089 - IDRD - PROYECCIÓN","19,00 %","$ 1.312.853,01","2022-02-04"]
[12598,"tubería Novafort D=24\"","ML","TUBERIA SUBT,REJILLAS,SUMIDER.","860061089 - IDRD - PROYECCIÓN","19,00 %","$ 543.887,00","2022-02-04"]
[12599,"tuberia Novafort D=27\"","ML","TUBERIA SUBT,REJILLAS,SUMIDER.","860061089 - IDRD - PROYECCIÓN","19,00 %","$ 649.733,00","2022-02-04"]
[12600,"tuberia Novafort D=30\"","ML","ACCESORIOS TUBERIA SUBTERRANEA","860061089 - IDRD - PROYECCIÓN","19,00 %","$ 4.343.317,00","2022-01-28"]
[106041,"TUBERIA PLANAR CON FILTRO ADVAN EDGE 12”","ML","MISCELANEA","860.061.099.1 - IDRD","19,00 %","$ 38.023,00","2019-03-12"]
[109111,"TUBERIA PVC-P SCH80 ** 2\"","ML","TUBERIA HIDROSANITARIA",null,"0,00 %","0,00"]
[106895,"TUBERÍA PVC-P SCH-80 2 1/2\"","ML","INST. HIDRAUL/SANIT. Y LAMINAS",null,"0,00 %","0,00"]
[106888,"TUBERÍA PVC-P SCH-80 2\"","ML","TUBERIA HIDROSANITARIA",null,"0,00 %","0,00"]
[109112,"TUBERIA PVC-P SCH80 3\"","ML","TUBERIA HIDROSANITARIA",null,"0,00 %","0,00"]
[106899,"TUBERÍA PVC-P SCH-80 3\"","ML","TUBERIA HIDROSANITARIA",null,"0,00 %","0,00"]
[109114,"TUBERIA PVC-P SCH-80 4\"","ML","TUBERIA HIDROSANITARIA",null,"0,00 %","0,00"]
[106904,"TUBERÍA PVC-P SCH-80 4\"","ML","TUBERIA HIDROSANITARIA",null,"0,00 %","0,00"]
[109115,"TUBERIA PVC-P SCH-80 6\"","ML","TUBERIA HIDROSANITARIA",null,"0,00 %","0,00"]
[106907,"TUBERÍA PVC-P SCH-80 6\"","ML","TUBERIA HIDROSANITARIA",null,"0,00 %","0,00"]
[107018,"TUBERÍA PVC-S 10\"","ML","TUBERIA HIDROSANITARIA",null,"0,00 %","0,00"]
[107012,"TUBERÍA PVC-S 8\"","ML","TUBERIA HIDROSANITARIA","555555555555 - IDRD - MEDIANA DE COTIZACIONES","19,00 %","$ 50.334,00","2019-03-28"]
[108095,"TUBERIA TIPO PESADA CORRUGADA DE 4\"","ML","TUBERIA",null,"0,00 %","0,00"]
[107388,"TUBERIA TIPO PESADA CORRUGADA DE 6\"","ML","TUBERIA",null,"0,00 %","0,00"]
[108609,"TuberíaNovafort (200mm) S4-Dalian","ML","ACCESORIOS HIDROSANITARIOS",null,"0,00 %","0,00"]
[100517,"Tubing  1/4\" (Tubo cobre) **","ML","TUBERIA HIDROSANITARIA",null,"0,00 %","0,00"]
[104744,"TUBO   HG Ø 4\"  e=3.9 mm (AGUA)L=6M - NTC:5890","ML","REGISTROS Y CHEQUES",null,"0,00 %","0,00"]
[106179,"TUBO  AGUA NTC-5890- Ø3\" GALVANIZADA","ML","TUBERIA HIDROSANITARIA",null,"0,00 %","0,00"]
[104979,"TUBO  CONDUIT  EMT Ø 1 1/2\"","ML","TUBERIA",null,"0,00 %","0,00"]
[104981,"TUBO  CONDUIT  EMT Ø 2\"","ML","TUBERIA","860061089 - IDRD - PROYECCIÓN","19,00 %","$ 14.032,00","2020-01-09"]
[104980,"TUBO  CONDUIT  EMT Ø 3/4\"","ML","TUBERIA","8956232 - IDRD - MEDIA ARMONICA COTIZACIONES","19,00 %","$ 4.538,52","2020-01-23"]
[102966,"TUBO  GALVANIZADO - IMC - Ø 1\" L=3M","ML","INST. ELECTRICAS",null,"0,00 %","0,00"]
[104365,"TUBO  GALVANIZADO IMC 3/4\"","ML","MISCELANEA","860061089 - IDRD - PROYECCIÓN","19,00 %","$ 16.769,00","2022-06-07"]
[101390,"Tubo  HG  2\"  e=2.49 mm  con rosca**","ML","REGISTROS Y CHEQUES",null,"0,00 %","0,00"]
[101085,"TUBO  HG- CERRAMIENTO Ø 1 1/2\" 3.25mm L=6M*","ML","TUBERIA HIDROSANITARIA",null,"0,00 %","0,00"]
[101084,"TUBO  HG PRESIÓN AGUA-(Ø1\") 3.38 mm L=6M  ASTM A53","ML","TUBERIA HIDROSANITARIA",null,"0,00 %","0,00"]
[101087,"TUBO  HG-CERRAMIENTO Ø3\" e=3.25mm L=6M","ML","TUBERIA HIDROSANITARIA","860061089 - IDRD - PROYECCIÓN","19,00 %","$ 48.327,99","2023-03-24"]
[104740,"TUBO  HIERRO GALVANIZADO   1 1/2\" 3,6 mm  COLMENA","ML","TUBERIA HIDROSANITARIA",null,"0,00 %","0,00"]
[101083,"TUBO  HIERRO GALVANIZADO IMC  2\" 3.25mm","ML","TUBERIA HIDROSANITARIA",null,"0,00 %","0,00"]
[101086,"TUBO  HIERRO GALVANIZADO Ø 2 1/2\" 3.25mm L=6M","ML","MOBILIARIO URBANO Y SEÑALIZAC.",null,"0,00 %","0,00"]
[103392,"TUBO 1 1/2\" PVCP - RDE-21L=6M; S/NORMA ICONTEC","ML","TUBERIA HIDROSANITARIA","860061089 - IDRD - PROYECCIÓN","19,00 %","$ 10.920,00","2023-03-22"]
[103394,"TUBO 1 1/4\" PVCP - RDE-21","ML","MISCELANEA","555555555555 - IDRD - MEDIANA DE COTIZACIONES","19,00 %","$ 8.792,01","2022-05-26"]
[803,"TUBO 3/4\" PVC 3MTS","ML","TUBERIA","860061089 - IDRD - PROYECCIÓN","19,00 %","$ 3.181,00","2022-02-08"]
[102324,"TUBO 3/4\" PVC P/11","ML","TUBERIA",null,"0,00 %","0,00"]
[100104,"Tubo acero  agua negra   ½\"  e=2 mm **","ML","REGISTROS Y CHEQUES",null,"0,00 %","0,00"]
[100105,"Tubo acero  agua negra   ½\"  e=2.3 mm **","ML","REGISTROS Y CHEQUES",null,"0,00 %","0,00"]
[101070,"Tubo acero  agua negra  2\"  e=1.9 mm **","ML","REGISTROS Y CHEQUES",null,"0,00 %","0,00"]
[100106,"Tubo acero  agua negra  3/4\"  e=2 mm **","ML","REGISTROS Y CHEQUES",null,"0,00 %","0,00"]
[100107,"Tubo acero  agua negra  3/4\"  e=2.3 mm **","ML","REGISTROS Y CHEQUES",null,"0,00 %","0,00"]
[100127,"Tubo acero  HG  1 1/4\"  e=2.95 mm  sin rosca**","ML","REGISTROS Y CHEQUES",null,"0,00 %","0,00"]
[100126,"Tubo acero  HG  1\"  e=2.5 mm  sin rosca**","ML","REGISTROS Y CHEQUES",null,"0,00 %","0,00"]
[100122,"Tubo acero  HG  1/2\"  e=2 mm  sin rosca**","ML","REGISTROS Y CHEQUES",null,"0,00 %","0,00"]
[100123,"Tubo acero  HG  1/2\"  e=2.3 mm  sin rosca**","ML","REGISTROS Y CHEQUES",null,"0,00 %","0,00"]
[100134,"Tubo acero  HG  3\"  e=3.2 mm  sin rosca**","ML","REGISTROS Y CHEQUES",null,"0,00 %","0,00"]
[100121,"Tubo acero  HG  3/8\"  e=2 mm  sin rosca**","ML","REGISTROS Y CHEQUES",null,"0,00 %","0,00"]
[100136,"Tubo acero  HG  4\"  e=3.6 mm  sin rosca**","ML","REGISTROS Y CHEQUES",null,"0,00 %","0,00"]
[100108,"Tubo acero  negra Estruct.  1\"  e=2.5 mm **","ML","REGISTROS Y CHEQUES","860061089 - IDRD - PROYECCIÓN","19,00 %","$ 24.516,00","2023-03-29"]
[106206,"TUBO ACERO AL CARBON C/C SCH 40 -  4\" RANURADO","ML","RED CONTRA INCENDIO","860061089 - IDRD - PROYECCIÓN","19,00 %","$ 69.652,00","2020-01-13"]
[106201,"TUBO ACERO AL CARBON C/C SCH 40 - 1 ¼\" CON ROSCA","ML","RED CONTRA INCENDIO","8956232 - IDRD - MEDIA ARMONICA COTIZACIONES","19,00 %","$ 15.312,00","2019-03-28"]
[106202,"TUBO ACERO AL CARBON C/C SCH 40 - 1 1/2\"RANURADO","ML","RED CONTRA INCENDIO","860061089 - IDRD - PROYECCIÓN","19,00 %","$ 18.937,01","2020-01-13"]
[106200,"TUBO ACERO AL CARBON C/C SCH 40 – 1\" CON ROSCA","ML","RED CONTRA INCENDIO","8956232 - IDRD - MEDIA ARMONICA COTIZACIONES","19,00 %","$ 11.393,00","2019-03-28"]
[106204,"TUBO ACERO AL CARBON C/C SCH 40 - 2 ½\" RANURADO","ML","RED CONTRA INCENDIO","860061089 - IDRD - PROYECCIÓN","19,00 %","$ 38.603,01","2020-01-13"]
[106203,"TUBO ACERO AL CARBON C/C SCH 40 - 2\" RANURADO","ML","RED CONTRA INCENDIO","860061089 - IDRD - PROYECCIÓN","19,00 %","$ 25.172,00","2020-01-13"]
[106207,"TUBO ACERO AL CARBON C/C SCH 40 - 6\" RANURADO","ML","RED CONTRA INCENDIO","66665555555 - IDRD - MEDIA ARITMETICA DE COTIZACIONES","19,00 %","$ 78.514,00","2019-09-30"]
[103467,"TUBO ACERO AL CARBON C/C SCH-10- (3\")C-INCENDIO","ML","MISCELANEA",null,"0,00 %","0,00"]
[103468,"TUBO ACERO AL CARBON C/C SCH-10- (4\")C-INCENDIO","ML","MISCELANEA",null,"0,00 %","0,00"]
[103466,"TUBO ACERO AL CARBON C/C SCH-10-(11/2\")C-INCEND","ML","MISCELANEA",null,"0,00 %","0,00"]
[103464,"TUBO ACERO AL CARBON C/C SCH-40- 1 1/2\"","ML","RED CONTRA INCENDIO","66665555555 - IDRD - MEDIA ARITMETICA DE COTIZACIONES","19,00 %","$ 19.995,00","2019-04-02"]
[101360,"TUBO ACERO AL CARBON C/C SCH-40- 1\"","ML","RED CONTRA INCENDIO","8956232 - IDRD - MEDIA ARMONICA COTIZACIONES","19,00 %","$ 13.543,00","2019-04-02"]
[105829,"TUBO ACERO AL CARBON C/C SCH-40-12\"","ML","TUBERIA HIDROSANITARIA",null,"0,00 %","0,00"]
[103465,"TUBO ACERO AL CARBON C/C SCH-40-3\"","ML","MISCELANEA",null,"0,00 %","0,00"]
[100031,"Tubo acero al carbón S/C d= 1 1/2 \" **","ML","PERFILES Y DIVISIONES",null,"0,00 %","0,00"]
[100030,"Tubo acero al carbón S/C d= 2 \" **","ML","PERFILES Y DIVISIONES",null,"0,00 %","0,00"]
[100029,"Tubo acero al carbón S/C d= 2 1/2\" **","ML","PERFILES Y DIVISIONES",null,"0,00 %","0,00"]
[100160,"Tubo acero al carbón S/C d= 3\" **","ML","PERFILES Y DIVISIONES",null,"0,00 %","0,00"]
[100157,"Tubo acero al carbón Sch40 con costura d= 10 \" **","ML","PERFILES Y DIVISIONES",null,"0,00 %","0,00"]
[100156,"Tubo acero al carbón Sch40 con costura d= 6 \" **","ML","PERFILES Y DIVISIONES",null,"0,00 %","0,00"]
[100221,"Tubo acero al carbón Sch40 con costura d= 8 \" **","ML","PERFILES Y DIVISIONES",null,"0,00 %","0,00"]
[101709,"Tubo acero al carbón Sch40 sin costura d= 1 \" **","ML","PERFILES Y DIVISIONES",null,"0,00 %","0,00"]
[100082,"Tubo acero al carbón Sch40 sin costura d= 10 \" **","ML","PERFILES Y DIVISIONES",null,"0,00 %","0,00"]
[101710,"Tubo acero al carbón Sch40 sin costura d= 2 \" **","ML","PERFILES Y DIVISIONES","860061089 - IDRD - PROYECCIÓN","19,00 %","$ 47.288,01","2022-01-30"]
[100042,"Tubo acero al carbón Sch40 sin costura d= 6 \" **","ML","PERFILES Y DIVISIONES",null,"0,00 %","0,00"]
[100220,"Tubo acero al carbón Sch40 sin costura d= 8 \" **","ML","PERFILES Y DIVISIONES",null,"0,00 %","0,00"]
[104677,"Tubo acero carbon C/C SCH 2 1/2\"/Costura/COLMENA","ML","INST. HIDRAUL/SANIT. Y LAMINAS",null,"0,00 %","0,00"]
[104678,"Tubo acero carbon C/C SCH 3\"/Costura","ML","INST. HIDRAUL/SANIT. Y LAMINAS",null,"0,00 %","0,00"]
[106205,"TUBO ACERO CARBON C/C SCH 40  - 3\" RANURADA","ML","RED CONTRA INCENDIO","860061089 - IDRD - PROYECCIÓN","19,00 %","$ 49.255,00","2020-01-13"]
[106199,"TUBO ACERO CARBON C/C SCH 40 – ½\" CON ROSCA","ML","RED CONTRA INCENDIO",null,"0,00 %","0,00"]
[100130,"TUBO ACERO ESTR. GALV. 2\" E=3.0 MM SIN ROSCA 6 ML A-500","ML","MOBILIARIO URBANO Y SEÑALIZAC.","860061089 - IDRD - PROYECCIÓN","19,00 %","$ 43.054,00","2023-03-29"]
[100138,"TUBO ACERO ESTR. GALV. 4\" E=4.0 MM SIN ROSCA 6 ML A-500","ML","MOBILIARIO URBANO Y SEÑALIZAC.","8956232 - IDRD - MEDIA ARMONICA COTIZACIONES","19,00 %","$ 102.178,01","2022-04-29"]
[100110,"TUBO ACERO ESTR. NEGRA Ø1 1/2\" E=3.0 MM 6 ML A-500","ML","MOBILIARIO URBANO Y SEÑALIZAC.","89898985 - TUBOS COLMENA","19,00 %","$ 13.745,00","2019-03-29"]
[10571,"TUBO ACERO ESTR. NEGRO 4\" E=3.0 MM SIN ROSCA 6 ML A-500","ML","PLATINAS, TUBOS ESTRUCTU","860061089 - IDRD - PROYECCIÓN","19,00 %","$ 71.668,00","2022-01-31"]
[12828,"TUBO ACERO ESTR. NEGRO 4\" E=4.0 MM SIN ROSCA 6 ML A-500","ML","PLATINAS, TUBOS ESTRUCTU","860061089 - IDRD - PROYECCIÓN","19,00 %","$ 79.758,00","2022-01-31"]
[862,"TUBO ACERO GALVANIZADO   SCH 40 3/4\"  e=2.95mm","ML","TUBERIA HIDROSANITARIA","8956232 - IDRD - MEDIA ARMONICA COTIZACIONES","19,00 %","$ 14.150,00","2019-09-30"]
[106294,"TUBO ACERO GALVANIZADOØ11/2” (e=2.95MM) L=6M","ML","TUBERIA HIDROSANITARIA",null,"0,00 %","0,00"]
[106295,"TUBO ACERO GALVANIZADOØ3” (e=3.25MM) L=6M","ML","TUBERIA HIDROSANITARIA",null,"0,00 %","0,00"]
[100109,"Tubo acero negra Estruct.  1 1/4\"  e=2.65 mm **","ML","REGISTROS Y CHEQUES",null,"0,00 %","0,00"]
[100114,"Tubo acero negra Estruct.  2 1/2\"  e=3.2 mm **","ML","REGISTROS Y CHEQUES",null,"0,00 %","0,00"]
[100115,"Tubo acero negra Estruct.  2 1/2\"  e=4.0 mm **","ML","MOBILIARIO URBANO Y SEÑALIZAC.",null,"0,00 %","0,00"]
[100112,"Tubo acero negra Estruct.  2\"  e=2.9 mm **","ML","REGISTROS Y CHEQUES",null,"0,00 %","0,00"]
[100113,"Tubo acero negra Estruct.  2\"  e=3 mm **","ML","REGISTROS Y CHEQUES",null,"0,00 %","0,00"]
[100420,"Tubo acero negra Estruct.  3\"  e=2.5 mm **","ML","REGISTROS Y CHEQUES",null,"0,00 %","0,00"]
[100116,"Tubo acero negra Estruct.  3\"  e=3.2 mm **","ML","REGISTROS Y CHEQUES",null,"0,00 %","0,00"]
[100117,"Tubo acero negra Estruct.  3\"  e=4 mm **","ML","REGISTROS Y CHEQUES","860061089 - IDRD - PROYECCIÓN","19,00 %","$ 107.870,00","2023-03-29"]
[100118,"Tubo acero negra Estruct.  4\"  e=3.6 mm **","ML","REGISTROS Y CHEQUES",null,"0,00 %","0,00"]
[100119,"Tubo acero negra Estruct.  4\"  e=3.9 mm **","ML","REGISTROS Y CHEQUES",null,"0,00 %","0,00"]
[100120,"Tubo acero negra Estruct.  4\"  e=4.0 mm **","ML","MOBILIARIO URBANO Y SEÑALIZAC.",null,"0,00 %","0,00"]
[100111,"Tubo acero negra Estruct.Ø1 1/2\"e=3 mmx6ml A-500","ML","MOBILIARIO URBANO Y SEÑALIZAC.",null,"0,00 %","0,00"]
[103462,"TUBO ACERO NEGRO 11/2\" e=2.5mm","ML","MISCELANEA",null,"0,00 %","0,00"]
[103463,"TUBO ACERO NEGRO 3\" e=2.5mm","ML","MISCELANEA",null,"0,00 %","0,00"]
[104682,"Tubo aceroEstructural Galv. 11/2\"e=1.5 mm","ML","TUBERIA HIDROSANITARIA",null,"0,00 %","0,00"]
[100129,"Tubo aceroEstructural Galv. 11/2\"e=3 mm sin rosca","ML","REGISTROS Y CHEQUES",null,"0,00 %","0,00"]
[100133,"Tubo aceroEstructural Galv. 2 1/2\"e=4.0mm sin rosc","ML","REGISTROS Y CHEQUES",null,"0,00 %","0,00"]
[102744,"Tubo aceroEstructural Galv. 3\"e=3.0mm sin rosca**","ML","REGISTROS Y CHEQUES",null,"0,00 %","0,00"]
[100135,"Tubo aceroEstructural Galv. 3\"e=4.0mm sin rosca**","ML","REGISTROS Y CHEQUES","860061089 - IDRD - PROYECCIÓN","19,00 %","$ 67.310,57","2022-01-24"]
[100653,"Tubo aceroEstructural Galv.1 1/2\"e=3.0mm sin rosca","ML","REGISTROS Y CHEQUES",null,"0,00 %","0,00"]
[100128,"Tubo aceroEstructural Galv.11/2\"e=3.0 mmsin rosca*","ML","REGISTROS Y CHEQUES",null,"0,00 %","0,00"]
[102745,"Tubo aceroEstructural Galv.2\"e=4.0 mm sin rosca**","ML","REGISTROS Y CHEQUES",null,"0,00 %","0,00"]
[100527,"Tubo agua potable polietileno  200 mm      **","ML","TUBERIA HIDROSANITARIA",null,"0,00 %","0,00"]
[1147,"TUBO ALCANT CONCRETO MLC  12\"  (con anillo)  ETERN","ML","TUBOS",null,"0,00 %","0,00"]
[2005,"TUBO ALCANT CONCRETO MLC  14\"  (con anillo)  ETERN","ML","TUBOS",null,"0,00 %","0,00"]
[2006,"TUBO ALCANT CONCRETO MLC  16\"  (con anillo)  ETERN","ML","TUBOS",null,"0,00 %","0,00"]
[2007,"TUBO ALCANT CONCRETO MLC  18\"  (con anillo)  ETERN","ML","TUBOS",null,"0,00 %","0,00"]
[2008,"TUBO ALCANT CONCRETO MLC  20\"  (con anillo)  ETERN","ML","TUBOS",null,"0,00 %","0,00"]
[2009,"TUBO ALCANT CONCRETO MLC  24\"  (con anillo)  ETERN","ML","TUBOS",null,"0,00 %","0,00"]
[1145,"TUBO ALCANT CONCRETO MLC  8\"  (con anillo)  ETERNI","ML","TUBOS",null,"0,00 %","0,00"]
[2010,"TUBO ALCANT CONCRETO MLC 28\"  (con anillo)  ETERNI","ML","TUBOS",null,"0,00 %","0,00"]
[100735,"TUBO ALCANT CONCRETO MLC 33\"  (con anillo)  ETERNI","ML","TUBOS",null,"0,00 %","0,00"]
[1146,"TUBO ALCANT CONCRETO Ø 10\" (con anillo)Sin refuerz","ML","TUBOS","860061089 - IDRD - PROYECCIÓN","19,00 %","$ 105.312,00","2022-02-04"]
[1404,"TUBO ALCANT DURAFOR  CORRUGADO 10\"RALCO","ML","TUBERIA SUBT,REJILLAS,SUMIDER.",null,"0,00 %","0,00"]
[1498,"TUBO ALCANT DURAFOR  CORRUGADO 12\"RALCO","ML","TUBERIA SUBT,REJILLAS,SUMIDER.",null,"0,00 %","0,00"]
[455,"TUBO ALCANT DURAFOR  CORRUGADO 4\" RALCO","ML","TUBERIA SUBT,REJILLAS,SUMIDER.",null,"0,00 %","0,00"]
[537,"TUBO ALCANT DURAFOR  CORRUGADO 6\" RALCO","ML","TUBERIA SUBT,REJILLAS,SUMIDER.",null,"0,00 %","0,00"]
[881,"TUBO ALCANT DURAFOR  CORRUGADO 8\" RALCO","ML","TUBERIA SUBT,REJILLAS,SUMIDER.",null,"0,00 %","0,00"]
[3526,"TUBO ALCANT NOVAFORT 110MM S/NORMA ICONTEC","ML","TUBERIA HIDROSANITARIA","555555555555 - IDRD - MEDIANA DE COTIZACIONES","19,00 %","$ 16.999,00","2022-05-02"]
[3527,"TUBO ALCANT NOVAFORT 160MM  S/NORMA ICONTEC","ML","TUBOS","555555555555 - IDRD - MEDIANA DE COTIZACIONES","19,00 %","$ 34.134,00","2022-04-06"]
[3528,"TUBO ALCANT NOVAFORT 200MM S/NORMA ICONTEC","ML","INST. HIDRAUL/SANIT. Y LAMINAS","8956232 - IDRD - MEDIA ARMONICA COTIZACIONES","19,00 %","$ 54.535,00","2023-03-21"]
[303,"TUBO ALCANT NOVAFORT 250MM   S/NORMA ICONTEC","ML","INST. HIDRAUL/SANIT. Y LAMINAS","8956232 - IDRD - MEDIA ARMONICA COTIZACIONES","19,00 %","$ 86.035,00","2023-03-21"]
[1135,"TUBO ALCANT NOVAFORT 315MM  S/NORMA ICONTEC","ML","INST. HIDRAUL/SANIT. Y LAMINAS","8956232 - IDRD - MEDIA ARMONICA COTIZACIONES","19,00 %","$ 106.306,00","2023-03-21"]
[101069,"TUBO ALCANT NOVAFORT 350 MM  S/NORMA ICONTEC","ML","TUBOS","860061089 - IDRD - PROYECCIÓN","19,00 %","$ 158.611,01","2022-03-02"]
[102235,"TUBO ALCANT NOVAFORT 355 MMS/NORMA ICONTEC","ML","INST. HIDRAUL/SANIT. Y LAMINAS","8956232 - IDRD - MEDIA ARMONICA COTIZACIONES","19,00 %","$ 158.539,00","2023-03-21"]
[1136,"TUBO ALCANT NOVAFORT 400MM  S/NORMA ICONTEC","ML","INST. HIDRAUL/SANIT. Y LAMINAS","8956232 - IDRD - MEDIA ARMONICA COTIZACIONES","19,00 %","$ 197.494,01","2023-03-21"]
[1426,"TUBO ALCANT NOVAFORT 450MM  S/NORMA ICONTEC","ML","INST. HIDRAUL/SANIT. Y LAMINAS","860061089 - IDRD - PROYECCIÓN","19,00 %","$ 121.659,65","2020-01-13"]
[104900,"TUBO ALCANT NOVAFORT 450MM X6 M PAVCO O SIMILAR","UN","TUBOS",null,"0,00 %","0,00"]
[1450,"TUBO ALCANT NOVAFORT 500MM  S/NORMA ICONTEC","ML","INST. HIDRAUL/SANIT. Y LAMINAS","860061089 - IDRD - PROYECCIÓN","19,00 %","$ 429.664,01","2022-02-09"]
[1150,"TUBO ALCANT PVC  4\"  W RETEN    PAVCO","ML","TUBERIA SUBT,REJILLAS,SUMIDER.","860061089 - IDRD - PROYECCIÓN","19,00 %","$ 23.289,00","2022-02-04"]
[1151,"TUBO ALCANT PVC  6\"  W RETEN    PAVCO","ML","TUBERIA SUBT,REJILLAS,SUMIDER.","860061089 - IDRD - PROYECCIÓN","19,00 %","$ 45.066,00","2022-02-04"]
[1152,"TUBO ALCANT PVC  8\"  W RETEN    PAVCO","ML","TUBERIA SUBT,REJILLAS,SUMIDER.","860061089 - IDRD - PROYECCIÓN","19,00 %","$ 64.422,01","2022-02-04"]
[869,"TUBO ALCANT PVC  8\" Unión Tipo Rieber","ML","TUBERIA SUBT,REJILLAS,SUMIDER.","860061089 - IDRD - PROYECCIÓN","19,00 %","$ 72.616,00","2022-02-04"]
[866,"TUBO ALCANT PVC 10\" RIEBER     RALCO","ML","TUBOS","860061089 - IDRD - PROYECCIÓN","19,00 %","$ 74.980,00","2022-02-04"]
[1153,"TUBO ALCANT PVC 10\" W RETEN      PAVCO","ML","TUBERIA SUBT,REJILLAS,SUMIDER.","860061089 - IDRD - PROYECCIÓN","19,00 %","$ 94.091,00","2022-02-04"]
[101714,"TUBO ALCANT RIB LOC  CORRUGADO PVC 8\"","ML","TUBERIA SUBT,REJILLAS,SUMIDER.","860061089 - IDRD - PROYECCIÓN","19,00 %","$ 43.850,00","2022-02-04"]
[105680,"TUBO ALCANT. NOVAFORT S8(400MM) L=6M NORMA ICONTEC","UN","TUBERIA HIDROSANITARIA",null,"0,00 %","0,00"]
[105692,"TUBO ALCANTARILLADO NOVAFORT S8 (250MM)L=6M","UN","TUBERIA HIDROSANITARIA",null,"0,00 %","0,00"]
[105679,"TUBO ALCANTARILLADO NOVAFORT S8 (315MM)L=6M","UN","TUBERIA HIDROSANITARIA",null,"0,00 %","0,00"]
[105693,"TUBO ALCANTARILLADO NOVAFORT S8 (355MM)L=6M","UN","TUBERIA HIDROSANITARIA",null,"0,00 %","0,00"]
[105691,"TUBO ALCANTARILLADO NOVAFORT S8 (500MM)L=6M","UN","TUBERIA HIDROSANITARIA",null,"0,00 %","0,00"]
[101855,"TUBO C900 4\" RED INCENDIOS SUBTERRANEA","ML","RED CONTRA INCENDIO","77777777777 - CONTRATO CONSULTORIA CEFE COMETAS","19,00 %","$ 66.195,54","2019-09-26"]
[857,"TUBO CALIENTE  ½\"        RALCO","ML","TUBERIA HIDROSANITARIA",null,"0,00 %","0,00"]
[12891,"TUBO CERR  NEGRO 2\" ( 2,00 MM)","ML","FERRETERIA","860061089 - IDRD - PROYECCIÓN","19,00 %","$ 24.270,00","2022-01-30"]
[2144,"TUBO Circ  1''","ML","PERFILES Y DIVISIONES",null,"0,00 %","0,00"]
[100990,"TUBO CLASE II CONC. REFORZ.40\"(100CM)","ML","TUBOS",null,"0,00 %","0,00"]
[2967,"TUBO COBRE ½\" LIVIANO","ML","TUBERIA HIDROSANITARIA",null,"0,00 %","0,00"]
[2966,"TUBO COBRE ½\" PESADO-TIPO-K","ML","TUBERIA HIDROSANITARIA",null,"0,00 %","0,00"]
[103629,"TUBO COBRE 1\" RIGIDO L **","ML","MISCELANEA",null,"0,00 %","0,00"]
[106282,"TUBO COBRE 1” RIGIDO - TIPO L (200PSI)","ML","INST. HIDRAUL/SANIT. Y LAMINAS","860061089 - IDRD - PROYECCIÓN","19,00 %","$ 59.852,00","2022-01-31"]
[106283,"TUBO COBRE 2 ” RIGIDO - TIPO L (200PSI)","ML","INST. HIDRAUL/SANIT. Y LAMINAS",null,"0,00 %","0,00"]
[106284,"TUBO COBRE 2 1/2 ” RIGIDO - TIPO L (200PSI)","ML","INST. HIDRAUL/SANIT. Y LAMINAS",null,"0,00 %","0,00"]
[103628,"TUBO COBRE 2 1/2\" RIGIDO L **","ML","MISCELANEA","8956232 - IDRD - MEDIA ARMONICA COTIZACIONES","19,00 %","$ 144.417,00","2019-03-29"]
[3848,"TUBO COBRE 3/4\" LIVIANO","ML","TUBERIA HIDROSANITARIA",null,"0,00 %","0,00"]
[2969,"TUBO COBRE 3/8\" LIVIANO","ML","TUBERIA HIDROSANITARIA",null,"0,00 %","0,00"]
[2968,"TUBO COBRE 3/8\" PESADO","ML","TUBERIA HIDROSANITARIA",null,"0,00 %","0,00"]
[106367,"TUBO COBRE Ø 1/2\"  RIGIDO- TIPO L","ML","TUBERIA HIDROSANITARIA","66665555555 - IDRD - MEDIA ARITMETICA DE COTIZACIONES","19,00 %","$ 11.942,00","2019-03-27"]
[106366,"TUBO COBRE Ø 3/4\"  RIGIDO- TIPO L","ML","TUBERIA HIDROSANITARIA","66665555555 - IDRD - MEDIA ARITMETICA DE COTIZACIONES","19,00 %","$ 19.657,00","2019-03-15"]
[106364,"TUBO COBRE Ø1 1/2\"  RIGIDO- TIPO L","ML","TUBERIA HIDROSANITARIA",null,"0,00 %","0,00"]
[106365,"TUBO COBRE Ø1 1/4\"  RIGIDO- TIPO L","ML","TUBERIA HIDROSANITARIA",null,"0,00 %","0,00"]
[100043,"Tubo cobre tipo L d= 2 \" **","ML","PERFILES Y DIVISIONES",null,"0,00 %","0,00"]
[105547,"TUBO CONC.REFORZ.Ø20\"CLASEIII-N/ICONTEC-401","ML","TUBERIA HIDROSANITARIA",null,"0,00 %","0,00"]
[105546,"TUBO CONC.REFORZ.Ø24\"CLASEIII-N/ICONTEC-401","ML","TUBERIA HIDROSANITARIA",null,"0,00 %","0,00"]
[105794,"TUBO CONCRETO REFORZØ48\"CLASE-1+Transp.(L=2.50m)","UN","PREFABRICADOS",null,"0,00 %","0,00"]
[794,"TUBO CONDUIT   PVC       1 \"","ML","TUBERIA","8956232 - IDRD - MEDIA ARMONICA COTIZACIONES","19,00 %","$ 4.035,00","2023-03-09"]
[1120,"TUBO CONDUIT   PVC       1 ¼\"","ML","TUBERIA","860061089 - IDRD - PROYECCIÓN","19,00 %","$ 7.138,00","2022-02-08"]
[798,"TUBO CONDUIT   PVC       1½\"","UN","TUBERIA","555555555555 - IDRD - MEDIANA DE COTIZACIONES","19,00 %","$ 8.816,00","2022-05-02"]
[795,"TUBO CONDUIT   PVC       2\"","ML","TUBERIA","860061089 - IDRD - PROYECCIÓN","19,00 %","$ 11.959,00","2022-02-08"]
[102469,"TUBO CONDUIT  IMC 3\"    L=3M","ML","TUBERIA","562221312 - IDRD - VALOR CIO AJUSTADO","19,00 %","$ 86.907,00","2020-12-29"]
[103161,"TUBO CONDUIT ½\"  RALCO CON CAMPANA","ML","TUBERIA HIDROSANITARIA",null,"0,00 %","0,00"]
[1603,"TUBO CONDUIT 1\" RALCO","ML","TUBERIA HIDROSANITARIA",null,"0,00 %","0,00"]
[796,"TUBO CONDUIT 1/2\" PVC 3MTS","ML","TUBERIA","555555555555 - IDRD - MEDIANA DE COTIZACIONES","19,00 %","$ 2.096,01","2023-03-09"]
[1604,"TUBO CONDUIT 1¼\" RALCO","ML","TUBERIA HIDROSANITARIA",null,"0,00 %","0,00"]
[1605,"TUBO CONDUIT 1½\"  RALCO","ML","TUBERIA HIDROSANITARIA","860061089 - IDRD - PROYECCIÓN","19,00 %","$ 9.408,00","2022-02-04"]
[1716,"TUBO CONDUIT 2\"  RALCO","ML","TUBERIA HIDROSANITARIA","860061089 - IDRD - PROYECCIÓN","19,00 %","$ 14.118,01","2022-02-04"]
[1602,"TUBO CONDUIT 3/4\" PVC  X 3ML PAVCO O SIMILAR","ML","INST. ELECTRICAS","860061089 - IDRD - PROYECCIÓN","19,00 %","$ 2.324,00","2022-01-31"]
[1121,"TUBO CONDUIT DUCTO PVC EB 3\"","ML","TUBERIA","860061089 - IDRD - PROYECCIÓN","19,00 %","$ 16.161,00","2022-02-08"]
[101303,"TUBO CONDUIT EMT ½\"","ML","TUBERIA","860061089 - IDRD - PROYECCIÓN","19,00 %","$ 7.682,00","2023-03-29"]
[103401,"TUBO CONDUIT EMT 1½\"","ML","MISCELANEA",null,"0,00 %","0,00"]
[104356,"TUBO CONDUIT GALV  IMC 1 1/2\"","ML","TUBERIA","860061089 - IDRD - PROYECCIÓN","19,00 %","$ 47.508,00","2023-03-28"]
[102967,"TUBO CONDUIT GALV IMC 1 1/4\"","ML","TUBERIA HIDROSANITARIA",null,"0,00 %","0,00"]
[12762,"TUBO CONDUIT GALV IMC 1\" x 3 M","ML","INST. ELECTRICAS","860061089 - IDRD - PROYECCIÓN","19,00 %","$ 26.402,01","2022-01-28"]
[104368,"TUBO CONDUIT GALV IMC 1/2\"","ML","INST. ELECTRICAS","860061089 - IDRD - PROYECCIÓN","19,00 %","$ 11.344,00","2023-03-28"]
[104360,"TUBO CONDUIT GALV IMC 2\"","ML","INST. ELECTRICAS","860061089 - IDRD - PROYECCIÓN","19,00 %","$ 59.484,99","2023-03-28"]
[108424,"TUBO CONDUIT Ø 2 1/2\"","ML","INST. ELECTRICAS",null,"0,00 %","0,00"]
[797,"TUBO CONDUIT PVC 3/4\" S/NORMA ICONTEC","ML","TUBERIA","8956232 - IDRD - MEDIA ARMONICA COTIZACIONES","19,00 %","$ 2.300,00","2023-03-09"]
[101712,"TUBO CORRUGADO ALCANTAR. RIB-LOC PVC 20\"","ML","TUBERIA SUBT,REJILLAS,SUMIDER.","860061089 - IDRD - PROYECCIÓN","19,00 %","$ 276.104,00","2022-02-04"]
[106714,"Tubo Corrugado Ø65mm (Con Filtro) Rollo","ML","TUBERIA HIDROSANITARIA",null,"0,00 %","0,00"]
[105777,"Tubo Corrugado Perforado(Ø100mm)rollo (sin filtro)","ML","TUBERIA HIDROSANITARIA","860061089 - IDRD - PROYECCIÓN","19,00 %","$ 27.075,00","2023-03-17"]
[105776,"Tubo CorrugadoPerforado(Ø65mm) rollo (Sin filtro)","ML","TUBERIA HIDROSANITARIA","860061089 - IDRD - PROYECCIÓN","19,00 %","$ 23.598,00","2022-02-04"]
[101606,"TUBO CPVC  1 1/2\" **","ML","TUBERIA HIDROSANITARIA",null,"0,00 %","0,00"]
[101605,"TUBO CPVC  1\" **","ML","TUBERIA HIDROSANITARIA",null,"0,00 %","0,00"]
[101607,"TUBO CPVC  2\" X 6ML S/NORMA ICONTEC","ML","TUBERIA HIDROSANITARIA","8956232 - IDRD - MEDIA ARMONICA COTIZACIONES","19,00 %","$ 149.396,00","2023-03-21"]
[106376,"TUBO CPVC  Ø 1 1/4\" (RDE-11)","ML","TUBERIA HIDROSANITARIA",null,"0,00 %","0,00"]
[101564,"TUBO CPVC 1 ½\" RDE-11","ML","TUBERIA HIDROSANITARIA","8956232 - IDRD - MEDIA ARMONICA COTIZACIONES","19,00 %","$ 14.259,00","2019-03-28"]
[849,"TUBO CPVC AGUA CALIENTE 3/4\"X3MLS/NORMA ICONTEC","ML","TUBERIA HIDROSANITARIA","8956232 - IDRD - MEDIA ARMONICA COTIZACIONES","19,00 %","$ 16.144,00","2023-03-09"]
[858,"TUBO CPVC CALIENTE Ø3/4\" PVC  X 3ML S/NORMA ICONTE","ML","TUBERIA HIDROSANITARIA","860061089 - IDRD - PROYECCIÓN","19,00 %","$ 12.685,00","2022-02-04"]
[101602,"TUBO CPVC Ø  ½\" X 3ML   S/NORMA ICONTEC","ML","TUBERIA HIDROSANITARIA","8956232 - IDRD - MEDIA ARMONICA COTIZACIONES","19,00 %","$ 6.618,01","2023-03-09"]
[848,"TUBO CPVC Ø ½\"X3ML    S/NORMA ICONTEC","ML","TUBERIA HIDROSANITARIA","860061089 - IDRD - PROYECCIÓN","19,00 %","$ 7.659,01","2022-02-04"]
[101604,"TUBO CPVC Ø 3/4\" X 3ML","ML","TUBERIA HIDROSANITARIA",null,"0,00 %","0,00"]
[106363,"Tubo CPVC Ø2 1/2\" (RDE-11)","ML","TUBERIA HIDROSANITARIA",null,"0,00 %","0,00"]
[107588,"Tubo CPVC SCH-80 Ø11/2\"\"","ML","INST. HIDRAUL/SANIT. Y LAMINAS",null,"0,00 %","0,00"]
[107593,"Tubo CPVC SCH-80 Ø2\"\"","ML","INST. HIDRAUL/SANIT. Y LAMINAS",null,"0,00 %","0,00"]
[107598,"Tubo CPVC SCH-80 Ø21/2\"","ML","INST. HIDRAUL/SANIT. Y LAMINAS",null,"0,00 %","0,00"]
[107602,"Tubo CPVC SCH-80 Ø3\"","ML","INST. HIDRAUL/SANIT. Y LAMINAS","666665454444 - IDRD - MENOR PRECIO DE COTIZACIONES","19,00 %","$ 124.929,00","2019-10-28"]
[107605,"Tubo CPVC SCH-80 Ø4\"","ML","INST. HIDRAUL/SANIT. Y LAMINAS","666665454444 - IDRD - MENOR PRECIO DE COTIZACIONES","19,00 %","$ 211.741,00","2019-10-28"]
[107610,"Tubo CPVC SCH-80 Ø6\"","ML","INST. HIDRAUL/SANIT. Y LAMINAS",null,"0,00 %","0,00"]
[107619,"Tubo CPVC SCH-80 Ø8\"","ML","INST. HIDRAUL/SANIT. Y LAMINAS",null,"0,00 %","0,00"]
[497,"TUBO CU RIGIDO DE ½","ML","INST. DE GAS",null,"0,00 %","0,00"]
[54,"TUBO CUADRADO     3/4\" Cal. 20","ML","PLATINAS, TUBOS ESTRUCTU",null,"0,00 %","0,00"]
[53,"TUBO CUADRADO    1\"    Cal. 18  CR","ML","PLATINAS, TUBOS ESTRUCTU","860061089 - IDRD - PROYECCIÓN","19,00 %","$ 9.050,00","2022-06-07"]
[103572,"TUBO CUADRADO  1 \" X 1\" X6M Cal. 18 CR","UN","PLATINAS, TUBOS ESTRUCTU","8956232 - IDRD - MEDIA ARMONICA COTIZACIONES","19,00 %","$ 17.090,99","2019-03-28"]
[102916,"TUBO CUADRADO  1 1/2\"    Cal. 16","ML","PLATINAS, TUBOS ESTRUCTU","562221312 - IDRD - VALOR CIO AJUSTADO","19,00 %","$ 7.038,01","2020-12-28"]
[55,"TUBO CUADRADO  1 1/2\"    Cal. 20","ML","PLATINAS, TUBOS ESTRUCTU","860061089 - IDRD - PROYECCIÓN","19,00 %","$ 10.464,00","2022-06-07"]
[105897,"Tubo Cuadrado 1 1/2\" Cal 18","ML","FERRETERIA Y HERRAMIENTAS",null,"0,00 %","0,00"]
[103933,"TUBO CUADRADO 1X1\"(2.0mm)ASTM ; GRADO-C A-500","ML","PLATINAS, TUBOS ESTRUCTU","860061089 - IDRD - PROYECCIÓN","19,00 %","$ 9.448,01","2022-01-31"]
[105844,"TUBO CUADRADO 3/4X3/4\" Cal..16","ML","PLATINAS, TUBOS ESTRUCTU",null,"0,00 %","0,00"]
[106429,"TUBO CUADRADO DE 1. 1/2\" ESPESOR 1.10 mm","ML","CARPINTERIA METALICA","555555555555 - IDRD - MEDIANA DE COTIZACIONES","19,00 %","$ 5.804,00","2019-03-04"]
[2878,"TUBO DE CONC. REFORZADO D 100cm (Con anillo)","ML","TUBOS",null,"0,00 %","0,00"]
[2879,"TUBO DE CONC. REFORZADO D 120cm (Con anillo)","ML","TUBOS",null,"0,00 %","0,00"]
[2880,"TUBO DE CONC. REFORZADO D 140cm (Con anillo)","ML","TUBOS",null,"0,00 %","0,00"]
[2677,"TUBO DE CONC. REFORZADO D 60cm (Con anillo)","ML","TUBOS",null,"0,00 %","0,00"]
[2730,"TUBO DE CONC. REFORZADO D 70cm (Con anillo)","ML","TUBOS",null,"0,00 %","0,00"]
[2750,"TUBO DE CONC. REFORZADO D 80cm (Con anillo)","ML","REJILLAS",null,"0,00 %","0,00"]
[2769,"TUBO DE CONC. REFORZADO D 90cm (Con anillo)","ML","TUBOS",null,"0,00 %","0,00"]
[2236,"TUBO DE CONC. SIN REFUERZO D 15cm (Con anillo)","ML","TUBOS",null,"0,00 %","0,00"]
[2237,"TUBO DE CONC. SIN REFUERZO D20cm (Con anillo)","ML","TUBOS",null,"0,00 %","0,00"]
[2244,"TUBO DE CONC. SIN REFUERZO D25cm (Con anillo)","ML","TUBOS",null,"0,00 %","0,00"]
[2361,"TUBO DE CONC. SIN REFUERZO D30cm (Con anillo)","ML","TUBOS",null,"0,00 %","0,00"]
[2384,"TUBO DE CONC. SIN REFUERZO D35cm (Con anillo)","ML","TUBOS",null,"0,00 %","0,00"]
[2386,"TUBO DE CONC. SIN REFUERZO D40cm (Con anillo)","ML","TUBOS",null,"0,00 %","0,00"]
[2411,"TUBO DE CONC. SIN REFUERZO D45cm (Con anillo)","ML","TUBOS",null,"0,00 %","0,00"]
[2627,"TUBO DE CONC. SIN REFUERZO D50cm (Con anillo)","ML","TUBOS",null,"0,00 %","0,00"]
[2631,"TUBO DE CONC. SIN REFUERZO D60cm (Con anillo)","ML","TUBOS",null,"0,00 %","0,00"]
[2638,"TUBO DE CONC. SIN REFUERZO D70cm (Con anillo)","ML","TUBOS",null,"0,00 %","0,00"]
[106034,"TUBO DE DRENAJE PEAD ADS 10” DW AASTHO M252","ML","MISCELANEA",null,"0,00 %","0,00"]
[106032,"TUBO DE DRENAJE PEAD ADS 6” DW AASTHO M252","ML","MISCELANEA",null,"0,00 %","0,00"]
[106033,"TUBO DE DRENAJE PEAD ADS 8” DW AASTHO M252","ML","MISCELANEA",null,"0,00 %","0,00"]
[105019,"TUBO DE ESCAPE 25M LAM.CAL.16 PINTURA NEGRA","UN","TUBERIA",null,"0,00 %","0,00"]
[104880,"TUBO DRENAJE CORRUG.CON FILTRO(160MM)-6\"+TRANSPORT","ML","TUBOS",null,"0,00 %","0,00"]
[1004,"TUBO DRENAJE GRES 6\"(1)  MOORE","UN","TUBERIA SUBT,REJILLAS,SUMIDER.",null,"0,00 %","0,00"]
[1010,"TUBO DRENAJE GRES 8\"     MOORE","UN","TUBERIA SUBT,REJILLAS,SUMIDER.",null,"0,00 %","0,00"]
[1149,"TUBO DRENAJE PVC  65mm.  PAVCO","ML","TUBERIA SUBT,REJILLAS,SUMIDER.","860061089 - IDRD - PROYECCIÓN","19,00 %","$ 12.878,00","2022-02-04"]
[102099,"TUBO DRENAJE PVC  65mm.(Usar CIO-105776)","ML","TUBOS",null,"0,00 %","0,00"]
[101782,"TUBO DRENAJE PVC 100mm (Usar CIO-105777)","ML","INST. HIDRAUL/SANIT. Y LAMINAS",null,"0,00 %","0,00"]
[1148,"TUBO DRENAJE PVC 100mm. PAVCO","ML","TUBERIA SUBT,REJILLAS,SUMIDER.","860061089 - IDRD - PROYECCIÓN","19,00 %","$ 22.751,00","2022-02-04"]
[100593,"TUBO DRENAJE PVC 160mm.  PAVCO","ML","TUBERIA SUBT,REJILLAS,SUMIDER.","860061089 - IDRD - PROYECCIÓN","19,00 %","$ 57.712,00","2022-02-04"]
[101780,"TUBO DRENAJE PVC 160mm. S/NORMA ICONTEC","ML","INST. HIDRAUL/SANIT. Y LAMINAS",null,"0,00 %","0,00"]
[102211,"TUBO DRENAJE PVC 160mm.(USAR CIO-105743)","ML","TUBERIA SUBT,REJILLAS,SUMIDER.",null,"0,00 %","0,00"]
[105743,"TUBO DRENAJE PVC 160MMCorru-Perf(Rollo)sin Filtro","ML","TUBERIA HIDROSANITARIA","860061089 - IDRD - PROYECCIÓN","19,00 %","$ 59.835,00","2023-03-22"]
[100594,"TUBO DRENAJE PVC 200mm.  PAVCO","ML","TUBERIA SUBT,REJILLAS,SUMIDER.","860061089 - IDRD - PROYECCIÓN","19,00 %","$ 76.139,00","2022-02-04"]
[102209,"TUBO DRENAJE PVC 200mm.  PAVCO","ML","TUBERIA SUBT,REJILLAS,SUMIDER.","860061089 - IDRD - PROYECCIÓN","19,00 %","$ 70.920,00","2022-03-02"]
[105024,"TUBO DRENAJE PVC 200MM-perforada(L=5.90m)","ML","TUBERIA HIDROSANITARIA",null,"0,00 %","0,00"]
[101386,"TUBO DRENAJE PVC 315mm.  PAVCO","ML","TUBERIA SUBT,REJILLAS,SUMIDER.",null,"0,00 %","0,00"]
[102207,"TUBO DRENAJE PVC200mmCorrug-Perf(Roll35m)sinFiltro","ML","TUBERIA SUBT,REJILLAS,SUMIDER.","860061089 - IDRD - PROYECCIÓN","19,00 %","$ 63.363,00","2023-03-22"]
[102234,"Tubo ducto electrico corrugado TDP 3\" x6ml","ML","INST. ELECTRICAS","860061089 - IDRD - PROYECCIÓN","19,00 %","$ 15.071,00","2023-03-29"]
[101946,"Tubo ducto electrico corrugado TDP 4\"x 6ml*","ML","INST. ELECTRICAS","860061089 - IDRD - PROYECCIÓN","19,00 %","$ 16.168,01","2022-01-31"]
[103309,"Tubo ducto electrico corrugado TDP 6\"X6ML","ML","INST. ELECTRICAS","8956232 - IDRD - MEDIA ARMONICA COTIZACIONES","19,00 %","$ 36.906,01","2022-05-02"]
[106449,"TUBO DUCTO ELÉCTRICO TIPO DB-PESADO Ø6\"","ML","TUBERIA HIDROSANITARIA","860061089 - IDRD - PROYECCIÓN","19,00 %","$ 64.111,00","2022-02-04"]
[102743,"Tubo ducto electrico tipo liviano 3\" **","ML","TUBERIA",null,"0,00 %","0,00"]
[100417,"Tubo ducto electrico tipo liviano EB 4\"(LIVIANO)","ML","TUBERIA HIDROSANITARIA","66665555555 - IDRD - MEDIA ARITMETICA DE COTIZACIONES","19,00 %","$ 11.453,00","2020-10-19"]
[100415,"Tubo ducto electrico tipoTDP 4\"L=6M s/Norma Iconte","ML","INST. ELECTRICAS","8956232 - IDRD - MEDIA ARMONICA COTIZACIONES","19,00 %","$ 19.633,00","2023-03-29"]
[101432,"TUBO EMT  1 1/2 \" L=3M","ML","TUBERIA","860061089 - IDRD - PROYECCIÓN","19,00 %","$ 28.430,00","2023-03-29"]
[101331,"TUBO EMT  1 1/4 \"","ML","TUBERIA",null,"0,00 %","0,00"]
[101328,"TUBO EMT  1\"  L=3M","ML","TUBERIA","860061089 - IDRD - PROYECCIÓN","19,00 %","$ 15.116,00","2023-03-29"]
[101333,"TUBO EMT  3 \"","ML","TUBERIA","860061089 - IDRD - PROYECCIÓN","19,00 %","$ 66.028,01","2022-06-07"]
[101304,"TUBO EMT  3/4  \"","ML","TUBERIA","860061089 - IDRD - PROYECCIÓN","19,00 %","$ 10.255,00","2023-03-29"]
[104697,"TUBO EMT  3/4\"","ML","TUBERIA","860061089 - IDRD - PROYECCIÓN","19,00 %","$ 9.685,01","2023-03-28"]
[106943,"TUBO EMT  4 \"","ML","TUBERIA","562221312 - IDRD - VALOR CIO AJUSTADO","19,00 %","$ 49.645,00","2020-12-29"]
[101207,"TUBO EMT E:0.65  1½ \"","ML","TUBERIA HIDROSANITARIA",null,"0,00 %","0,00"]
[101332,"TUBO EMT Ø 2 \"  L=3M","ML","TUBERIA","555555555555 - IDRD - MEDIANA DE COTIZACIONES","19,00 %","$ 26.445,00","2022-05-04"]
[104513,"Tubo Estrctur.Negro redond Ø 4\" (e=3mm)","ML","FERRETERIA",null,"0,00 %","0,00"]
[104512,"Tubo Estrctur.Negro redond Ø 6\" (e=6mm)","ML","FERRETERIA",null,"0,00 %","0,00"]
[106464,"Tubo Estruct. 11/4\" Cal.3.0mm+pint Electrostát-ML","UN","MOBILIARIO PARQUES",null,"0,00 %","0,00"]
[104112,"Tubo Estruct.Galv.Ø2\"-1.5mmASTM A-500 Grad-C","ML","PLATINAS, TUBOS ESTRUCTU",null,"0,00 %","0,00"]
[100137,"Tubo Estruct.negra  HG  4\"  e=4.0 mm  sin rosca**","ML","REGISTROS Y CHEQUES","555555555555 - IDRD - MEDIANA DE COTIZACIONES","19,00 %","$ 38.057,00","2019-07-24"]
[104113,"Tubo Estructur.(100x100x4.0mm) ASTM- GRADO-C","ML","ACEROS,HIERROS/MALLAS,CERCHAS","2362565 - TUBERIA COLMENA","19,00 %","$ 39.412,00","2019-05-04"]
[104114,"Tubo Estructur.(150x50x4.0mm)ASTM A-500 Grado-C","ML","PLATINAS, TUBOS ESTRUCTU","2362565 - TUBERIA COLMENA","19,00 %","$ 39.412,00","2019-05-07"]
[103700,"Tubo Estructural abierto 5\"x2\" espesor 1.5mm","ML","MISCELANEA","66665555555 - IDRD - MEDIA ARITMETICA DE COTIZACIONES","19,00 %","$ 14.186,00","2022-06-07"]
[104140,"Tubo Estructural Galv Ø4\"2.5mm ASTM A-500Grad-C","ML","PLATINAS, TUBOS ESTRUCTU","860061089 - IDRD - PROYECCIÓN","19,00 %","$ 69.820,00","2022-01-31"]
[103888,"Tubo Estructural Galv. Ø 3\"-2.5mmASTM A-500 Grad-C","ML","PLATINAS, TUBOS ESTRUCTU","860061089 - IDRD - PROYECCIÓN","19,00 %","$ 59.537,00","2023-03-28"]
[100132,"Tubo Estructural Galv.2 1/2\"e=3.mmASTM-GRADO-C","ML","PLATINAS, TUBOS ESTRUCTU","860061089 - IDRD - PROYECCIÓN","19,00 %","$ 54.618,00","2023-03-29"]
[103874,"Tubo estructural Galv.ASTMA-500 GradoC- 2\"e=2.5mm","ML","ACEROS,HIERROS/MALLAS,CERCHAS",null,"0,00 %","0,00"]
[105564,"Tubo Estructural Galv-11/4\"2.MM  ASTM A-500Grad-C","ML","PLATINAS, TUBOS ESTRUCTU","666323211 - FERRETERIA LA CAMPANA","19,00 %","$ 11.550,00","2019-07-16"]
[106410,"Tubo Estructural GalvØ 3\"-2mmCuadraASTM A-500 Grad","ML","TUBOS",null,"0,00 %","0,00"]
[104115,"Tubo Estructural Negra (50x50x3.0mm) ASTM GRADO-C","ML","PLATINAS, TUBOS ESTRUCTU","2362565 - TUBERIA COLMENA","19,00 %","$ 14.280,00","2019-05-07"]
[104872,"TUBO ESTRUCTURAL RECTANGULAR(50X30MM)E=2.5MM","ML","PERFILES",null,"0,00 %","0,00"]
[103885,"Tubo EstructuralGalv.Ø1 1/2\"-2.5mmASTM A-500 Gr- C","ML","PLATINAS, TUBOS ESTRUCTU","860061089 - IDRD - PROYECCIÓN","19,00 %","$ 30.634,00","2023-03-28"]
[103887,"Tubo EstructuralGalv.Ø2 1/2\"-2.5mmASTM A-500 Gra-C","ML","PLATINAS, TUBOS ESTRUCTU","860061089 - IDRD - PROYECCIÓN","19,00 %","$ 47.648,00","2023-03-17"]
[103886,"Tubo EstructuralGalv.Ø2\"-2.5mmASTM A-500 Grad-C","ML","PLATINAS, TUBOS ESTRUCTU","860061089 - IDRD - PROYECCIÓN","19,00 %","$ 38.190,00","2023-03-24"]
[103440,"TUBO FLEX.PEAD 110MMPE100PN16**","ML","INST. DE GAS",null,"0,00 %","0,00"]
[103451,"TUBO FLEX.PEAD 160MMPE100PN16**","ML","INST. DE GAS",null,"0,00 %","0,00"]
[805,"TUBO FLUOREC 32W CIRCULAR","UN","LAMPARAS",null,"0,00 %","0,00"]
[804,"TUBO FLUORECENTE 40W PHILIPS","UN","LAMPARAS",null,"0,00 %","0,00"]
[103868,"Tubo fluorescente 1x17 W","UN","MISCELANEA","860061089 - IDRD - PROYECCIÓN","19,00 %","$ 5.757,01","2023-03-28"]
[106558,"TUBO FLUORESCENTE 48 39W T12 LUZ DIA 122 CM","UN","LAMPARAS",null,"0,00 %","0,00"]
[103428,"TUBO FLUORESCENTE T5 39W","UN","MISCELANEA",null,"0,00 %","0,00"]
[103867,"TUBO FLUORESCENTE T8 32W","UN","INST. ELECTRICAS","860061089 - IDRD - PROYECCIÓN","19,00 %","$ 7.230,00","2023-03-28"]
[106316,"TUBO GALVANIZ. PRES. ASTM- A 53 (2\")SCH-40(3.91MM)","ML","TUBERIA HIDROSANITARIA",null,"0,00 %","0,00"]
[102965,"TUBO GALVANIZADO       1\"  x 2.5 mm","ML","TUBERIA HIDROSANITARIA","555555555555 - IDRD - MEDIANA DE COTIZACIONES","19,00 %","$ 12.282,00","2019-03-29"]
[860,"TUBO GALVANIZADO  2\" (e=3.25mm)","ML","TUBERIA HIDROSANITARIA","860061089 - IDRD - PROYECCIÓN","19,00 %","$ 24.976,01","2023-03-29"]
[104704,"TUBO GALVANIZADO  6\" Rosc. SCH 40  grado B 0,28\"","ML","TUBERIA HIDROSANITARIA","860061089 - IDRD - PROYECCIÓN","19,00 %","$ 1.654.641,00","2023-03-28"]
[863,"TUBO GALVANIZADO  SCH-40 Ø1½\" e=2.95mm","ML","TUBERIA HIDROSANITARIA","555555555555 - IDRD - MEDIANA DE COTIZACIONES","19,00 %","$ 19.508,00","2019-03-29"]
[103854,"tubo galvanizado 1 1/4¨ e=3.25mm","ML","TUBERIA HIDROSANITARIA",null,"0,00 %","0,00"]
[103858,"Tubo galvanizado 1/2¨ e=2.5mm","ML","ACEROS Y HIERROS","6555555555 - IDRD - MENOR VALOR   DE COTIZACIONES","19,00 %","$ 6.644,00","2019-10-07"]
[102960,"TUBO GALVANIZADO 11/4 SCH-40 (e=3.25mm) \"","ML","TUBERIA HIDROSANITARIA","8956232 - IDRD - MEDIA ARMONICA COTIZACIONES","19,00 %","$ 18.255,00","2019-03-29"]
[104492,"TUBO GALVANIZADO 2 1/2\" e=3-38mm Roscado","ML","INST. HIDRAUL/SANIT. Y LAMINAS",null,"0,00 %","0,00"]
[103575,"TUBO GALVANIZADO 2\" CAL. 0.128\" X 6MTS","UN","MISCELANEA",null,"0,00 %","0,00"]
[102784,"TUBO GALVANIZADO 3\" (e=3.25mm)","ML","TUBERIA HIDROSANITARIA","860061089 - IDRD - PROYECCIÓN","19,00 %","$ 117.745,00","2023-03-27"]
[104712,"TUBO GALVANIZADO 4\" (e=3.81mm)","ML","TUBERIA HIDROSANITARIA",null,"0,00 %","0,00"]
[104442,"TUBO GALVANIZADO 4\" AGUA","ML","INST. HIDRAUL/SANIT. Y LAMINAS","8956232 - IDRD - MEDIA ARMONICA COTIZACIONES","19,00 %","$ 64.641,00","2019-03-14"]
[106177,"TUBO GALVANIZADO AGUA NTC-5890- Ø4\"","ML","TUBERIA HIDROSANITARIA",null,"0,00 %","0,00"]
[859,"TUBO GALVANIZADO AGUA Ø 1\"e= 2.5 mmX6M-NTC:5890","ML","TUBERIA HIDROSANITARIA",null,"0,00 %","0,00"]
[103875,"TUBO GALVANIZADO Ø 2\" (2.5MM) CERRAMIENTO(0.098\")","ML","PLATINAS, TUBOS ESTRUCTU",null,"0,00 %","0,00"]
[104973,"TUBO GALVANIZADO Ø 21/2\" AGUA (5.16MM)PresiónL=6M","ML","INST. HIDRAUL/SANIT. Y LAMINAS",null,"0,00 %","0,00"]
[104972,"TUBO GALVANIZADO Ø1 1/2\" AGUA (3.68MM)PresiónL=6M","ML","INST. HIDRAUL/SANIT. Y LAMINAS",null,"0,00 %","0,00"]
[105731,"TUBO GALVANIZADO Ø1/2\" AGUA (e=2.0mm)","ML","TUBERIA HIDROSANITARIA","66665555555 - IDRD - MEDIA ARITMETICA DE COTIZACIONES","19,00 %","$ 6.360,00","2019-03-29"]
[106171,"TUBO GALVANIZADO PRESION ASTM A53 Ø6\"","ML","TUBERIA HIDROSANITARIA",null,"0,00 %","0,00"]
[861,"TUBO GALVANIZADO-AGUA( ½\")e=2.77MM Presión L=6M","ML","REGISTROS Y CHEQUES","860061089 - IDRD - PROYECCIÓN","19,00 %","$ 13.759,01","2022-06-07"]
[105703,"TUBO GALVANIZADO-Ø3\"(3.38MM)-AGUA-NTC-5890-6M","ML","TUBERIA HIDROSANITARIA",null,"0,00 %","0,00"]
[907,"TUBO GAS        3/4\"     PAVCO","ML","TUBERIA HIDROSANITARIA",null,"0,00 %","0,00"]
[908,"TUBO GAS       1\"        PAVCO","ML","TUBERIA HIDROSANITARIA",null,"0,00 %","0,00"]
[701,"TUBO GAS   ½\"      PAVCO","ML","TUBERIA HIDROSANITARIA",null,"0,00 %","0,00"]
[100027,"Tubo gas polietileno      3\"      **","ML","TUBERIA HIDROSANITARIA",null,"0,00 %","0,00"]
[100169,"Tubo gas polietileno    1 1/4\"      **","ML","TUBERIA HIDROSANITARIA",null,"0,00 %","0,00"]
[100170,"Tubo gas polietileno    2\"      **","ML","TUBERIA HIDROSANITARIA",null,"0,00 %","0,00"]
[100173,"Tubo gas polietileno    20 mm      **","ML","TUBERIA HIDROSANITARIA",null,"0,00 %","0,00"]
[100174,"Tubo gas polietileno    25 mm      **","ML","TUBERIA HIDROSANITARIA",null,"0,00 %","0,00"]
[100175,"Tubo gas polietileno    32 mm      **","ML","TUBERIA HIDROSANITARIA",null,"0,00 %","0,00"]
[100171,"Tubo gas polietileno    4\"      **","ML","TUBERIA HIDROSANITARIA",null,"0,00 %","0,00"]
[100172,"Tubo gas polietileno    6\"      **","ML","TUBERIA HIDROSANITARIA",null,"0,00 %","0,00"]
[100176,"Tubo gas polietileno    63 mm      **","ML","TUBERIA HIDROSANITARIA",null,"0,00 %","0,00"]
[100177,"Tubo gas polietileno    90 mm      **","ML","TUBERIA HIDROSANITARIA",null,"0,00 %","0,00"]
[100178,"Tubo gas polietileno   110 mm      **","ML","TUBERIA HIDROSANITARIA",null,"0,00 %","0,00"]
[100179,"Tubo gas polietileno   160 mm      **","ML","TUBERIA HIDROSANITARIA",null,"0,00 %","0,00"]
[1156,"TUBO GRES  4\" (Long 1.M)  MOORE LIN. CORRIENTE","UN","TUBERIA SUBT,REJILLAS,SUMIDER.",null,"0,00 %","0,00"]
[1157,"TUBO GRES  6\" (Long 1M)  MOORE DE 1A","UN","TUBERIA SUBT,REJILLAS,SUMIDER.",null,"0,00 %","0,00"]
[1158,"TUBO GRES  8\" (Long 1M)  DRENAJE 1A","UN","TUBERIA SUBT,REJILLAS,SUMIDER.",null,"0,00 %","0,00"]
[102406,"TUBO GRES  8\" (Long 1M) MOORE CORRIENTE","UN","TUBERIA SUBT,REJILLAS,SUMIDER.",null,"0,00 %","0,00"]
[1159,"TUBO GRES 10\" (Long 1.M) MOORE","UN","TUBERIA SUBT,REJILLAS,SUMIDER.",null,"0,00 %","0,00"]
[2487,"TUBO GRES 14\" (1.50)     MOORE","UN","TUBERIA SUBT,REJILLAS,SUMIDER.",null,"0,00 %","0,00"]
[200,"TUBO GRES 16\" (1.50)","UN","TUBERIA SUBT,REJILLAS,SUMIDER.",null,"0,00 %","0,00"]
[2490,"TUBO GRES 18\" (1.50)     MOORE","UN","TUBERIA SUBT,REJILLAS,SUMIDER.",null,"0,00 %","0,00"]
[2491,"TUBO GRES 21\" (1.50)     MOORE","UN","TUBERIA SUBT,REJILLAS,SUMIDER.",null,"0,00 %","0,00"]
[203,"TUBO GRES 24\" (1.50)     MOORE","UN","TUBERIA SUBT,REJILLAS,SUMIDER.",null,"0,00 %","0,00"]
[2494,"TUBO GRES 27\" (1.50)     MOORE","UN","TUBERIA SUBT,REJILLAS,SUMIDER.",null,"0,00 %","0,00"]
[204,"TUBO GRES 30\" (1.50)     MOORE","UN","TUBERIA SUBT,REJILLAS,SUMIDER.",null,"0,00 %","0,00"]
[1154,"TUBO GRES DRENAJE 4\" (1M)   MOORE","UN","TUBERIA SUBT,REJILLAS,SUMIDER.",null,"0,00 %","0,00"]
[104693,"Tubo HG (AGUA) 1-1/2\" (2.67MM) L=6M NTC:5890","ML","TUBERIA HIDROSANITARIA",null,"0,00 %","0,00"]
[104694,"TUBO HG (AGUA) 2\" (2.95MM) L=6M  NTC:5890","ML","TUBERIA HIDROSANITARIA",null,"0,00 %","0,00"]
[104695,"TUBO HG (AGUA) 2-1/2\" (3.38MM)  L=6M  NTC:5890","ML","TUBERIA HIDROSANITARIA",null,"0,00 %","0,00"]
[101638,"Tubo HG ½\" 2.49mm**","ML","ACCESORIOS HIDROSANITARIOS",null,"0,00 %","0,00"]
[101639,"Tubo HG 1 1/4\" 2.95mm **","ML","ACCESORIOS HIDROSANITARIOS",null,"0,00 %","0,00"]
[101700,"Tubo HG 2 1/2\" 3.25mm **","ML","ACCESORIOS HIDROSANITARIOS",null,"0,00 %","0,00"]
[101642,"Tubo HG 2\" 3.25mm **","ML","ACCESORIOS HIDROSANITARIOS",null,"0,00 %","0,00"]
[102558,"Tubo HG 2\" 3.25mm **","ML","ACCESORIOS HIDROSANITARIOS",null,"0,00 %","0,00"]
[101643,"Tubo HG 3\" 3.25mm CERRAMIENTO**","ML","ACCESORIOS HIDROSANITARIOS",null,"0,00 %","0,00"]
[101640,"Tubo HGØ 1\" e=2.5mm (AGUA) L=6M   NTC:5890","ML","ACCESORIOS HIDROSANITARIOS",null,"0,00 %","0,00"]
[104095,"TUBO IMC 2\"","ML","MISCELANEA",null,"0,00 %","0,00"]
[104067,"TUBO IMC 3\"","ML","MISCELANEA",null,"0,00 %","0,00"]
[101831,"Tubo IMC de 4\"","ML","TUBERIA","555555555555 - IDRD - MEDIANA DE COTIZACIONES","19,00 %","$ 114.900,00","2020-12-24"]
[104781,"TUBO IMC GALV. Ø2\" L=3MTS","UN","TUBERIA",null,"0,00 %","0,00"]
[105112,"TUBO IMC Ø 6\" (L=3m)","ML","LAMPARAS","8956232 - IDRD - MEDIA ARMONICA COTIZACIONES","19,00 %","$ 416.667,00","2022-05-04"]
[109122,"TUBO IMC Ø 6\" RIGID (L=3m)","ML","INST. ELECTRICAS",null,"0,00 %","0,00"]
[105894,"Tubo LED 1X18","UN","INST. ELECTRICAS",null,"0,00 %","0,00"]
[105191,"TUBO NEGRO ESTRUCT.CUADDRADO(75X75MM)e=4.0MM","ML","FERRETERIA","555555555555 - IDRD - MEDIANA DE COTIZACIONES","19,00 %","$ 87.970,00","2023-03-22"]
[100595,"Tubo Novafort 250MM PVC-S/NORMA ICONTEC","ML","TUBERIA HIDROSANITARIA","860061089 - IDRD - PROYECCIÓN","19,00 %","$ 92.131,00","2022-02-04"]
[101761,"TUBO NOVARIEGO PVC 10\" 250mm.  PAVCO","ML","TUBERIA SUBT,REJILLAS,SUMIDER.","860061089 - IDRD - PROYECCIÓN","19,00 %","$ 93.228,00","2022-03-02"]
[101762,"TUBO NOVARIEGO PVC 12\" 315mm.  PAVCO","ML","TUBERIA SUBT,REJILLAS,SUMIDER.","860061089 - IDRD - PROYECCIÓN","19,00 %","$ 134.149,00","2022-03-02"]
[101763,"TUBO NOVARIEGO PVC 16\" 400mm.  PAVCO","ML","TUBERIA SUBT,REJILLAS,SUMIDER.","860061089 - IDRD - PROYECCIÓN","19,00 %","$ 245.894,00","2022-03-02"]
[101759,"TUBO NOVARIEGO PVC 6\" 160mm.  PAVCO","ML","TUBERIA SUBT,REJILLAS,SUMIDER.","860061089 - IDRD - PROYECCIÓN","19,00 %","$ 44.653,00","2022-03-02"]
[101760,"TUBO NOVARIEGO PVC 8\" 200mm.  PAVCO","ML","TUBERIA SUBT,REJILLAS,SUMIDER.","860061089 - IDRD - PROYECCIÓN","19,00 %","$ 63.830,01","2022-03-02"]
[102216,"TUBO Ø1/2\" PVC PRESION RDE-9  L=6M S/NORMA ICONTEC","ML","INST. HIDRAUL/SANIT. Y LAMINAS","860061089 - IDRD - PROYECCIÓN","19,00 %","$ 2.056,32","2020-01-13"]
[105878,"Tubo PE 100 Agua 32 mm","ML","INST. HIDRAUL/SANIT. Y LAMINAS",null,"0,00 %","0,00"]
[104691,"TUBO PEAD 110MM (RDE-11/PE-100/PN-16)AGUA PRESI","ML","TUBERIA HIDROSANITARIA",null,"0,00 %","0,00"]
[104686,"TUBO PEAD 63MM (PE-100/PN-16/RDE-11) AGUA PRESION","ML","TUBERIA HIDROSANITARIA",null,"0,00 %","0,00"]
[104690,"TUBO PEAD 90MM (PE-100/PN-16/RDE-11) AGUA PRESION","ML","TUBERIA HIDROSANITARIA",null,"0,00 %","0,00"]
[3831,"TUBO POLIETILENO ½\"","ML","INST. DE GAS",null,"0,00 %","0,00"]
[106073,"TUBO POLIPROPILENO Ø1/2\" FUSION AF","ML","TUBERIA HIDROSANITARIA",null,"0,00 %","0,00"]
[106074,"Tubo Polipropileno PN-16 (3/4”) AC","ML","TUBERIA HIDROSANITARIA",null,"0,00 %","0,00"]
[106076,"Tubo Polipropileno PN-16 (Ø1/2”) AC","ML","TUBERIA HIDROSANITARIA","860061089 - IDRD - PROYECCIÓN","19,00 %","$ 3.706,01","2020-01-09"]
[106065,"Tubo Polipropileno PN-16 (Ø1/2”) AF","ML","TUBERIA HIDROSANITARIA","860061089 - IDRD - PROYECCIÓN","19,00 %","$ 3.706,01","2020-01-09"]
[106134,"Tubo Polipropileno PN-16 (Ø1”) AC","ML","INST. HIDRAUL/SANIT. Y LAMINAS","860061089 - IDRD - PROYECCIÓN","19,00 %","$ 13.421,00","2022-01-31"]
[106069,"Tubo Polipropileno PN-16 (Ø1”) AF","ML","TUBERIA HIDROSANITARIA","860061089 - IDRD - PROYECCIÓN","19,00 %","$ 9.758,00","2020-01-09"]
[106082,"Tubo Polipropileno PN-16 (Ø11/2”) AC","ML","TUBERIA HIDROSANITARIA","860061089 - IDRD - PROYECCIÓN","19,00 %","$ 24.366,00","2020-01-13"]
[106135,"Tubo Polipropileno PN-16 (Ø11/4”) AC","ML","INST. HIDRAUL/SANIT. Y LAMINAS",null,"0,00 %","0,00"]
[106067,"Tubo Polipropileno PN-16 (Ø11/4”) AF","ML","TUBERIA HIDROSANITARIA","860061089 - IDRD - PROYECCIÓN","19,00 %","$ 15.810,01","2020-01-09"]
[106136,"Tubo Polipropileno PN-16 (Ø2”) AC","ML","INST. HIDRAUL/SANIT. Y LAMINAS","860061089 - IDRD - PROYECCIÓN","19,00 %","$ 62.688,00","2022-01-31"]
[106071,"Tubo Polipropileno PN-16 (Ø3/4”) AF RDE-7,4","ML","TUBERIA HIDROSANITARIA","860061089 - IDRD - PROYECCIÓN","19,00 %","$ 6.424,00","2020-01-09"]
[106309,"Tubo Polipropileno PN-16 (Ø4”) AC","ML","INST. HIDRAUL/SANIT. Y LAMINAS","860061089 - IDRD - PROYECCIÓN","19,00 %","$ 279.965,00","2023-03-21"]
[106132,"Tubo Polipropileno PN-16(Ø11/2”) AF RDE-7,4","ML","INST. HIDRAUL/SANIT. Y LAMINAS",null,"0,00 %","0,00"]
[106133,"Tubo Polipropileno PN-16(Ø2”) AF RDE-7,4","ML","INST. HIDRAUL/SANIT. Y LAMINAS",null,"0,00 %","0,00"]
[2308,"TUBO Pres. MLC   2\"    ETERNIT","ML","TUBOS",null,"0,00 %","0,00"]
[2309,"TUBO Pres. MLC   3\"    ETERNIT","ML","TUBOS",null,"0,00 %","0,00"]
[2318,"TUBO Pres. MLC   4\"    ETERNIT","ML","TUBOS",null,"0,00 %","0,00"]
[2310,"TUBO Pres. MLC   6\"    ETERNIT","ML","TUBOS",null,"0,00 %","0,00"]
[2311,"TUBO Pres. MLC   8\"    ETERNIT","ML","TUBOS",null,"0,00 %","0,00"]
[2312,"TUBO Pres. MLC 10\"     ETERNIT","ML","TUBOS",null,"0,00 %","0,00"]
[2313,"TUBO Pres. MLC 12\"     ETERNIT","ML","TUBOS",null,"0,00 %","0,00"]
[2314,"TUBO Pres. MLC 14\"     ETERNIT","ML","TUBOS",null,"0,00 %","0,00"]
[2315,"TUBO Pres. MLC 16\"     ETERNIT","ML","TUBOS",null,"0,00 %","0,00"]
[2316,"TUBO Pres. MLC 18\"     ETERNIT","ML","TUBOS",null,"0,00 %","0,00"]
[2317,"TUBO Pres. MLC 20\"     ETERNIT","ML","TUBOS",null,"0,00 %","0,00"]
[2319,"TUBO Pres. MLC 24\"     ETERNIT","ML","TUBOS",null,"0,00 %","0,00"]
[852,"TUBO PRESION  ½\" RDE 13.5 PVCX6ML S/NORMA ICONTEC","ML","TUBERIA HIDROSANITARIA","8956232 - IDRD - MEDIA ARMONICA COTIZACIONES","19,00 %","$ 3.616,01","2023-03-09"]
[854,"TUBO PRESION  1½\" RDE 21  PVCX6MLS/NORMA ICONTEC","ML","TUBERIA HIDROSANITARIA","8956232 - IDRD - MEDIA ARMONICA COTIZACIONES","19,00 %","$ 11.784,00","2023-03-09"]
[851,"TUBO PRESION 2\" RDE-21X6ML PVC-S/NORMA ICONTEC","ML","TUBERIA HIDROSANITARIA","555555555555 - IDRD - MEDIANA DE COTIZACIONES","19,00 %","$ 20.578,00","2023-03-09"]
[853,"TUBO PRESION 3/4\" RDE 11 PVCX6ML  S/NORMA ICONTEC","ML","TUBERIA HIDROSANITARIA","8956232 - IDRD - MEDIA ARMONICA COTIZACIONES","19,00 %","$ 6.200,00","2023-03-09"]
[105830,"TUBO PRESION ASTM A 53 -12\" Colmena","ML","TUBERIA HIDROSANITARIA",null,"0,00 %","0,00"]
[104443,"TUBO PRESION HG 6\"","ML","INST. HIDRAUL/SANIT. Y LAMINAS",null,"0,00 %","0,00"]
[850,"TUBO PRESION Ø 1\" 315 PSI PVC X 6ML S/NORMA ICONT","ML","TUBERIA HIDROSANITARIA","8956232 - IDRD - MEDIA ARMONICA COTIZACIONES","19,00 %","$ 7.134,00","2023-03-09"]
[104394,"TUBO PRESION Ø3/4´´ RDE 21 PVC X6ML S/NORMA ICONTE","ML","INST. HIDRAUL/SANIT. Y LAMINAS",null,"0,00 %","0,00"]
[12494,"Tubo presion Platino RDE-21 d=8\" Union mecanica","ML","TUBERIA HIDROSANITARIA","860.035.027-7 9 - NORVENTAS PAVCO S.A. -TUBERIA-","19,00 %","$ 80.257,00","2019-10-07"]
[100516,"Tubo presion Platino RDE-26 d=6\" Union mecanica","ML","TUBERIA HIDROSANITARIA","555555555555 - IDRD - MEDIANA DE COTIZACIONES","19,00 %","$ 39.413,00","2019-03-29"]
[102031,"Tubo presion Platino RDE-26 d=8\" Union mecanica","ML","TUBERIA HIDROSANITARIA","666665454444 - IDRD - MENOR PRECIO DE COTIZACIONES","19,00 %","$ 66.018,00","2019-05-28"]
[105540,"TUBO PRESIÓN PVC Ø6\"EXTREMO LISO S/NORMA ICONTEC","ML","INST. HIDRAUL/SANIT. Y LAMINAS",null,"0,00 %","0,00"]
[870,"TUBO PRESION RDE-13.5   ½\"PVC X6ML S/NORMA ICONTEC","ML","TUBERIA HIDROSANITARIA","8956232 - IDRD - MEDIA ARMONICA COTIZACIONES","19,00 %","$ 3.589,00","2023-03-09"]
[100707,"TUBO PRESION RDE-13.5  Ø 1\" PVC S/NORMA ICONTEC","ML","TUBERIA HIDROSANITARIA","860061089 - IDRD - PROYECCIÓN","19,00 %","$ 8.750,00","2022-01-27"]
[103587,"TUBO PRESION RDE-21   1\"  S/NORMA ICONTEC","ML","INST. HIDRAUL/SANIT. Y LAMINAS","555555555555 - IDRD - MEDIANA DE COTIZACIONES","19,00 %","$ 4.982,99","2023-03-17"]
[1581,"TUBO PRESION RDE-21   1¼\"  S/NORMA ICONTEC","ML","TUBERIA HIDROSANITARIA","860061089 - IDRD - PROYECCIÓN","19,00 %","$ 9.168,00","2023-03-28"]
[104887,"TUBO PRESION RDE-21   1½\"  S/NORMA ICONTEC","ML","TUBERIA HIDROSANITARIA","8956232 - IDRD - MEDIA ARMONICA COTIZACIONES","19,00 %","$ 12.172,00","2023-03-21"]
[875,"TUBO PRESION RDE-21  3/4\" PVCX6ML S/NORMA ICONTEC","ML","TUBERIA HIDROSANITARIA","555555555555 - IDRD - MEDIANA DE COTIZACIONES","19,00 %","$ 4.196,00","2023-03-09"]
[1583,"TUBO PRESION RDE-21 2½\" PVC S/NORMA ICONTEC","ML","TUBERIA HIDROSANITARIA","860061089 - IDRD - PROYECCIÓN","19,00 %","$ 30.786,00","2022-02-04"]
[871,"TUBO PRESION RDE-21 Ø2\" S/NORMA ICONTEC","ML","TUBERIA HIDROSANITARIA","860061089 - IDRD - PROYECCIÓN","19,00 %","$ 14.610,00","2022-02-04"]
[1584,"TUBO PRESION RDE-21 Ø3\" PVCX6ML -S/NORMA ICONTEC","ML","TUBERIA HIDROSANITARIA","8956232 - IDRD - MEDIA ARMONICA COTIZACIONES","19,00 %","$ 46.356,00","2023-03-09"]
[438,"TUBO PRESION RDE-21 Ø4\" PVCX6ML S/NORMA ICONTEC","ML","TUBERIA HIDROSANITARIA","860061089 - IDRD - PROYECCIÓN","19,00 %","$ 67.407,00","2022-02-04"]
[105702,"TUBO PRESION RDE-21 Ø6\" PVCX6ML S/NORMA ICONTEC","ML","INST. HIDRAUL/SANIT. Y LAMINAS","860061089 - IDRD - PROYECCIÓN","19,00 %","$ 150.820,01","2022-01-31"]
[1580,"TUBO PRESION RDE-21 PVC  Ø 1\" L=6M S/NORMA ICONTEC","ML","TUBERIA HIDROSANITARIA","555555555555 - IDRD - MEDIANA DE COTIZACIONES","19,00 %","$ 5.633,00","2022-05-04"]
[103596,"TUBO PRESION RDE-9 1/2\".","ML","MISCELANEA",null,"0,00 %","0,00"]
[103871,"Tubo PVC 1 1/2¨","ML","MISCELANEA","860061099 - MEDIA ARMONICA","19,00 %","$ 8.217,00","2023-03-22"]
[105259,"TUBO PVC 1\" RDE-21 ","ML","INST. HIDRAUL/SANIT. Y LAMINAS",null,"0,00 %","0,00"]
[105952,"TUBO PVC 2\" RDE 26 U.M","ML","TUBERIA SUBT,REJILLAS,SUMIDER.",null,"0,00 %","0,00"]
[102523,"TUBO PVC 4\" PARA CANALIZACION","ML","MISCELANEA",null,"0,00 %","0,00"]
[103860,"Tubo PVC Conduit 1 1/4¨","UN","MISCELANEA",null,"0,00 %","0,00"]
[1725,"TUBO PVC DUCTO  ELECTRICO TIPO DB 2\"","ML","INST. ELECTRICAS","8956232 - IDRD - MEDIA ARMONICA COTIZACIONES","19,00 %","$ 14.447,00","2023-03-09"]
[1735,"TUBO PVC DUCTO  ELECTRICO TIPO DB 3\"","ML","TUBERIA HIDROSANITARIA","860061089 - IDRD - PROYECCIÓN","19,00 %","$ 20.708,00","2022-02-04"]
[104054,"TUBO PVC DUCTO  ELECTRICO TIPO DB 4\"(PESADO)","ML","MISCELANEA","860061099 - MEDIA ARMONICA","19,00 %","$ 26.607,00","2023-03-22"]
[104050,"TUBO PVC DUCTO  ELECTRICO TIPO EB 6\"(LIVIANO)","ML","MISCELANEA",null,"0,00 %","0,00"]
[101743,"TUBO PVC P 100psi 12\"    PAVCO","ML","TUBERIA HIDROSANITARIA","860061089 - IDRD - PROYECCIÓN","19,00 %","$ 230.610,00","2022-03-02"]
[101740,"TUBO PVC P RDE 41 100psi 10\"    PAVCO","ML","TUBERIA HIDROSANITARIA","860061089 - IDRD - PROYECCIÓN","19,00 %","$ 165.792,00","2022-03-02"]
[101747,"TUBO PVC P RDE 41 100psi 4\"","ML","TUBERIA HIDROSANITARIA","860061089 - IDRD - PROYECCIÓN","19,00 %","$ 12.955,01","2020-01-09"]
[101745,"TUBO PVC P RDE 41 100psi 6\"    PAVCO","ML","TUBERIA HIDROSANITARIA","860061089 - IDRD - PROYECCIÓN","19,00 %","$ 62.770,00","2022-03-02"]
[101739,"TUBO PVC P RDE 41 100psi 8\"    PAVCO","ML","TUBERIA HIDROSANITARIA","860061089 - IDRD - PROYECCIÓN","19,00 %","$ 106.022,00","2022-03-02"]
[104488,"TUBO PVC PRESIÓN Ø1/2\" RDE-21","ML","MISCELANEA",null,"0,00 %","0,00"]
[105268,"TUBO PVC PRESION Ø11/4\" RDE 21 X 6 MtsS/NORMA ICON","ML","INST. HIDRAUL/SANIT. Y LAMINAS","860061089 - IDRD - PROYECCIÓN","19,00 %","$ 13.722,00","2023-03-22"]
[107584,"Tubo pvc Presión RDE-21Ø10\"","ML","INST. HIDRAUL/SANIT. Y LAMINAS",null,"0,00 %","0,00"]
[107520,"Tubo pvc Presión RDE-21Ø6\"","ML","INST. HIDRAUL/SANIT. Y LAMINAS",null,"0,00 %","0,00"]
[107532,"Tubo pvc Presión RDE-21Ø8\"","ML","INST. HIDRAUL/SANIT. Y LAMINAS",null,"0,00 %","0,00"]
[106351,"TUBO PVC UM NORMA NTC 382 D=2\" RDE21","ML","ACCESORIOS HIDROSANITARIOS","66665555555 - IDRD - MEDIA ARITMETICA DE COTIZACIONES","19,00 %","$ 9.134,25","2019-10-08"]
[105753,"TUBO PVC UM NORMA NTC 382 D=3\" RDE21","ML","ACCESORIOS HIDROSANITARIOS",null,"0,00 %","0,00"]
[102577,"TUBO PVC UM NORMA NTC 382 D=4\" RDE21","ML","ACCESORIOS HIDROSANITARIOS","860061099 - MEDIA ARMONICA","19,00 %","$ 90.353,00","2023-03-22"]
[102478,"Tubo PVCP 1 1/2\"  SCH80 **","ML","ACCESORIOS HIDROSANITARIOS",null,"0,00 %","0,00"]
[104546,"TUBO PVCP 1/2\" RDE-9","ML","TUBERIA HIDROSANITARIA","6555555555 - IDRD - MENOR VALOR   DE COTIZACIONES","19,00 %","$ 2.041,24","2019-10-08"]
[104491,"TUBO PVCP 21/2\"","ML","INST. HIDRAUL/SANIT. Y LAMINAS",null,"0,00 %","0,00"]
[107699,"Tubo PVC-Presión RDE-21 Ø21/2\"","ML","TUBERIA HIDROSANITARIA",null,"0,00 %","0,00"]
[105896,"Tubo Rectang. 4\"x 1 1/2\" Cal 16","ML","FERRETERIA Y HERRAMIENTAS",null,"0,00 %","0,00"]
[103573,"TUBO RECTANGULAR 1\"X2\" X 6MTS","UN","MISCELANEA","860061089 - IDRD - PROYECCIÓN","19,00 %","$ 13.733,00","2023-03-29"]
[106430,"TUBO RECTANGULAR ACERO DE 3\" X 1. 1/2 ESP 1,2mm","ML","PLATINAS, TUBOS ESTRUCTU","555555555555 - IDRD - MEDIANA DE COTIZACIONES","19,00 %","$ 6.807,00","2019-03-06"]
[103579,"TUBO RECTANGULAR DE 80X40X2.0mm x6mts","ML","MISCELANEA","860061089 - IDRD - PROYECCIÓN","19,00 %","$ 31.776,00","2022-06-07"]
[108903,"Tubo redondo en Acero Inoxidable","ML","CARPINTERIA METALICA",null,"0,00 %","0,00"]
[108901,"Tubo redondo en lámina Cold Rolled Cal. 18","ML","CARPINTERIA METALICA",null,"0,00 %","0,00"]
[872,"TUBO SANITARIO 2\" PVCX6ML  S/NORMA ICONTEC","ML","TUBERIA HIDROSANITARIA","8956232 - IDRD - MEDIA ARMONICA COTIZACIONES","19,00 %","$ 10.714,00","2023-03-09"]
[873,"TUBO SANITARIO 3\" PVC  S/NORMA ICONTEC","ML","TUBERIA HIDROSANITARIA","8956232 - IDRD - MEDIA ARMONICA COTIZACIONES","19,00 %","$ 23.060,00","2023-03-09"]
[874,"TUBO SANITARIO 4\" PVC    RALCO","ML","TUBERIA HIDROSANITARIA",null,"0,00 %","0,00"]
[100739,"TUBO SANITARIO 6\" PVC (TIPO LIVIANO) PAVCO","ML","TUBERIA HIDROSANITARIA","860061089 - IDRD - PROYECCIÓN","19,00 %","$ 70.402,01","2022-02-04"]
[845,"TUBO SANITARIO 6\" PVC X6ML S/NORMA ICONTEC","ML","TUBERIA HIDROSANITARIA","8956232 - IDRD - MEDIA ARMONICA COTIZACIONES","19,00 %","$ 53.589,00","2023-03-09"]
[1585,"TUBO SANITARIO Ø1,1/2\" PVC X6MLS/NORMA ICONTEC","ML","TUBERIA HIDROSANITARIA","8956232 - IDRD - MEDIA ARMONICA COTIZACIONES","19,00 %","$ 12.791,00","2023-03-09"]
[843,"TUBO SANITARIO Ø3\" PVCX6ML S/NORMA ICONTEC","ML","TUBERIA HIDROSANITARIA","860.001.498-9 - CONSTRUDATA","19,00 %","$ 21.296,00","2023-03-14"]
[844,"TUBO SANITARIO Ø4\" PVCX6ML S/NORMA ICONTEC","ML","TUBERIA HIDROSANITARIA","860.001.498-9 - CONSTRUDATA","19,00 %","$ 22.422,00","2023-03-14"]
[1586,"TUBO SANITARIOØ 6\"X6ML PVC S/NORMA ICONTEC","ML","TUBERIA HIDROSANITARIA","860061089 - IDRD - PROYECCIÓN","19,00 %","$ 61.134,00","2022-02-04"]
[12683,"TUBO SCH-40 CALIBRE 1\" ","UN","TUBERIA SUBT,REJILLAS,SUMIDER.","666665454444 - IDRD - MENOR PRECIO DE COTIZACIONES","19,00 %","$ 13.482,00","2020-09-14"]
[103155,"TUBO SILICONA  300 ML Transparente","UN","VIDRIOS Y ESPEJOS","860061089 - IDRD - PROYECCIÓN","19,00 %","$ 10.145,00","2023-03-27"]
[106557,"TUBO T-8 TIPO LED DE 9 A 11W JE 60 CMS","UN","LAMPARAS","860061089 - IDRD - PROYECCIÓN","19,00 %","$ 7.496,00","2022-02-09"]
[106556,"TUBO T8, TIPO LED DE 18 A 21 W DE 120 CMS","UN","LAMPARAS","860061089 - IDRD - PROYECCIÓN","19,00 %","$ 9.450,00","2022-02-09"]
[102854,"TUBO T8-17W 865 L/BLANCA PHILIPS(LAMPAR.EUROPEA)","UN","LAMPARAS",null,"0,00 %","0,00"]
[107696,"Tubo transparentex3mPVC-Presión RDE-21 Ø2\"","ML","TUBERIA HIDROSANITARIA",null,"0,00 %","0,00"]
[867,"TUBO UNION MECANICA 12\"","ML","TUBOS","860061089 - IDRD - PROYECCIÓN","19,00 %","$ 158.620,00","2022-02-04"]
[865,"TUBO UNION MECANICA 4\"","ML","TUBOS",null,"0,00 %","0,00"]
[868,"TUBO UNION MECANICA 6\"","ML","TUBOS","860061089 - IDRD - PROYECCIÓN","19,00 %","$ 42.124,00","2022-02-04"]
[1164,"TUBO UNION Z 3\" PVC","ML","TUBERIA SUBT,REJILLAS,SUMIDER.","860061089 - IDRD - PROYECCIÓN","19,00 %","$ 22.758,00","2020-01-09"]
[1161,"TUBO UNION Z 4\" PVC      PAVCO","ML","TUBERIA SUBT,REJILLAS,SUMIDER.","860061089 - IDRD - PROYECCIÓN","19,00 %","$ 156.782,00","2022-02-04"]
[1162,"TUBO UNION Z 6\" PVC      PAVCO","ML","TUBERIA SUBT,REJILLAS,SUMIDER.","860061089 - IDRD - PROYECCIÓN","19,00 %","$ 349.055,00","2022-02-04"]
[1591,"TUBO VENTILACION Ø 2\"PVC X6ML S/NORMA ICONTEC","ML","TUBERIA HIDROSANITARIA","8956232 - IDRD - MEDIA ARMONICA COTIZACIONES","19,00 %","$ 9.065,00","2023-03-09"]
[846,"TUBO VENTILACION Ø 3\"PVCX6MLS/NORMA ICONTEC","ML","TUBERIA HIDROSANITARIA","8956232 - IDRD - MEDIA ARMONICA COTIZACIONES","19,00 %","$ 9.549,00","2022-05-02"]
[1590,"TUBO VENTILACION Ø1½\"PVCX6ML S/NORMA ICONTEC","ML","TUBERIA HIDROSANITARIA","860061089 - IDRD - PROYECCIÓN","19,00 %","$ 7.236,00","2022-02-04"]
[101296,"TUBO VENTILACION Ø2\" PVCX6ML PAVCO O SIMILAR","ML","TUBERIA",null,"0,00 %","0,00"]
[1592,"TUBO VENTILACION Ø3\"PVCX6ML S/NORMA ICONTEC","ML","TUBERIA HIDROSANITARIA","860061089 - IDRD - PROYECCIÓN","19,00 %","$ 13.622,00","2022-02-04"]
[1593,"TUBO VENTILACION Ø4\"PVCX6ML S/NORMA ICONTEC","ML","TUBERIA HIDROSANITARIA","8956232 - IDRD - MEDIA ARMONICA COTIZACIONES","19,00 %","$ 18.995,01","2023-03-09"]
[104883,"TuboConc.Vibrocompactado.Con Refuerz.D=36\"L=2.50m","ML","TUBERIA HIDROSANITARIA",null,"0,00 %","0,00"]
[104882,"TuboConc.Vibrocompactado.Sin Refuerz.D=6\" (Sum)","ML","TUBERIA HIDROSANITARIA",null,"0,00 %","0,00"]
[105695,"TuboDrenajeCorrugaPerforada(160mm)sin filtro-Rollo","ML","TUBERIA HIDROSANITARIA",null,"0,00 %","0,00"]
[108758,"TuboEstructural A.N. Ø3\"  e=2.5mm","ML","CARPINTERIA METALICA",null,"0,00 %","0,00"]
[109053,"TuboExtremoLisoRDE-21 Ø11/4\" (U.M.)","ML","ACCESORIOS HIDROSANITARIOS",null,"0,00 %","0,00"]
[108890,"TuboRectangular20*40mm Cold Rolled1.51mm","ML","CARPINTERIA METALICA",null,"0,00 %","0,00"]
[103889,"tubos  hermeticos  2x32W","UN","MISCELANEA",null,"0,00 %","0,00"]
[2150,"TUBULAR Al. CRUDO 1x1","ML","PERFILES Y DIVISIONES",null,"0,00 %","0,00"]
[2151,"TUBULAR Al. CRUDO 2x1","ML","PERFILES Y DIVISIONES",null,"0,00 %","0,00"]
[2149,"TUBULAR ANOLOK 1x1","ML","PERFILES Y DIVISIONES",null,"0,00 %","0,00"]
[2152,"TUBULAR ANOLOK 2x1","ML","PERFILES Y DIVISIONES",null,"0,00 %","0,00"]
[106518,"TUERCA HEXAGONAL  INOXIDABLE  304 DE 1/2","UN","FERRETERIA",null,"0,00 %","0,00"]
[103703,"TUERCA HEXAGONAL 1/2\"","UN","MISCELANEA","66665555555 - IDRD - MEDIA ARITMETICA DE COTIZACIONES","19,00 %","$ 186,00","2022-06-07"]
[104062,"TUERCA HEXAGONAL 1/4\" ZINCADA","UN","MISCELANEA",null,"0,00 %","0,00"]
[104063,"TUERCA HEXAGONAL 3/8\" ZINCADA","UN","MISCELANEA",null,"0,00 %","0,00"]
[104015,"TUERCA HEXAGONAL 5/16\" + ARANDELA 5/16\"","UN","MISCELANEA",null,"0,00 %","0,00"]
[106360,"Tuerca Hexagonal y Arandela Ø3/8\"","UN","FERRETERIA","860061089 - IDRD - PROYECCIÓN","19,00 %","$ 377,00","2022-01-30"]
[3712,"TUERCA OJO ALARGADO 5/8\"","UN","FERRETERIA","555555555555 - IDRD - MEDIANA DE COTIZACIONES","19,00 %","$ 9.057,99","2023-03-13"]
[104758,"TUERCA PARA ESPARRAGO 5/8\"L=5\" GRADO-7","UN","APARATOS ELECTRICOS",null,"0,00 %","0,00"]
[102848,"TUERCA y ARANDELA 3/4\"\"","UN","FERRETERIA",null,"0,00 %","0,00"]
[108130,"TUERCAS PARA EQUIPO DE VENTILACIÓN","UN","SISTEMAS VENTILACION",null,"0,00 %","0,00"]
[107884,"TULA BOXEO 1900 180 CM (CUERO)","UN","MOBILIARIO URBANO Y SEÑALIZAC.",null,"0,00 %","0,00"]
[103016,"Tunel en Fibra de Vidrio **","UN","MOBILIARIO URBANO Y SEÑALIZAC.","860061089 - IDRD - PROYECCIÓN","19,00 %","$ 337.731,00","2023-03-29"]
[100745,"TUTOR EN MADERA PARA ARBOL L=3M (3X3CM)","UN","MADERAS","555555555555 - IDRD - MEDIANA DE COTIZACIONES","19,00 %","$ 4.168,00","2022-02-10"]
[109063,"TV 43\" 108 cm  43LK5700 FHD Internet  Puerto HDMI","UN","SISTEMAS VENTILACION",null,"0,00 %","0,00"]
[104792,"TVSS categoría A3fases+prote a tierr+prot.neutro 5","UN","APARATOS ELECTRICOS",null,"0,00 %","0,00"]
[106102,"TVSS categoria B (208/120V)","UN","APARATOS ELECTRICOS",null,"0,00 %","0,00"]
[106103,"TVSS categoria C (208/120V)","UN","APARATOS ELECTRICOS",null,"0,00 %","0,00"]
[102919,"U de Remate (2.10m) MARQUESINAS LAMINA POLICARBONA","UN","CABLES","562221312 - IDRD - VALOR CIO AJUSTADO","19,00 %","$ 12.779,01","2020-12-28"]
[108099,"U de Remate L:5.85 Dekoceiling pvc Arkos  o Equiv","UN","CIELO RASOS",null,"0,00 %","0,00"]
[102428,"U.P.S. 10 kva 208-110 V sellada","UN","APARATOS ELECTRICOS",null,"0,00 %","0,00"]
[101628,"U.P.S. 15 minutos 30 kva 260-190/208-110 V sellada","UN","APARATOS ELECTRICOS",null,"0,00 %","0,00"]
[102296,"U.P.S. 6 KVA Bifásica","UN","APARATOS ELECTRICOS",null,"0,00 %","0,00"]
[106409,"Uglass 25 cm x 6mm, instalado en cámara","ML","VIDRIOS Y ESPEJOS",null,"0,00 %","0,00"]
[104205,"ULAMINA-HR(15X15X15CM)L=0.15Me=1/8\"+2 PERF3/8\"","UN","INST. HIDRAUL/SANIT. Y LAMINAS","860061089 - IDRD - PROYECCIÓN","19,00 %","$ 40.871,00","2023-03-21"]
[102066,"UND EXTRACCI T.HONGO D.HORIZ UEH-H-01 CEFE COMETAS","UN","EQUIPOS ESPECIALES","77777777777 - CONTRATO CONSULTORIA CEFE COMETAS","19,00 %","$ 6.580.200,20","2019-09-26"]
[102070,"UND EXTRACCI T.HONGO D.HORIZ UEH-H-01A CEFE COMETA","UN","EQUIPOS ESPECIALES","77777777777 - CONTRATO CONSULTORIA CEFE COMETAS","19,00 %","$ 3.689.797,30","2019-09-26"]
[108937,"UNIDAD AA CASETTE Cap13000-36500-btu/hNominal3TR","UN","SISTEMAS VENTILACION",null,"0,00 %","0,00"]
[108936,"UNIDAD AA PISOTECHOCap12000btu/Q4000cfm","UN","SISTEMAS VENTILACION",null,"0,00 %","0,00"]
[108864,"UNIDAD AA PISOTECHOCap13000-36500-btu/hNominal3TR","UN","SISTEMAS VENTILACION",null,"0,00 %","0,00"]
[108935,"UNIDAD AA PISOTECHOCap21600-56600-btu/h 4.5.T.R","UN","SISTEMAS VENTILACION",null,"0,00 %","0,00"]
[102055,"UNIDAD CONDENSADORA A.ACONDIC R-410A  CEFE COMETAS","UN","AIRE ACONDICIONADO","77777777777 - CONTRATO CONSULTORIA CEFE COMETAS","19,00 %","$ 4.817.732,01","2019-07-08"]
[108506,"UNIDAD CONDENSADORA INVERTER 24.000 BTU/H\"S-","UN","SISTEMAS VENTILACION",null,"0,00 %","0,00"]
[108728,"Unidad control humedad de 12000 CFM, 50TR + Acceso","UN","SISTEMAS VENTILACION",null,"0,00 %","0,00"]
[108680,"UNIDAD CONTROLADORA","UN","MISCELANEA",null,"0,00 %","0,00"]
[108462,"UNIDAD DE VENTILACION VI-02 2.340 CFM @ 1.63\" C.A.","UN","SISTEMAS VENTILACION",null,"0,00 %","0,00"]
[108466,"UNIDAD DE VENTILACION VI-03 1.564 CFM @ 1.78\" C.A.","UN","SISTEMAS VENTILACION",null,"0,00 %","0,00"]
[108467,"UNIDAD DE VENTILACION VI-04 1.800 CFM @ 1.30\" C.A.","UN","SISTEMAS VENTILACION",null,"0,00 %","0,00"]
[108468,"UNIDAD DE VENTILACION VI-PI-01 22.500 CFM @ 1.50\"","UN","SISTEMAS VENTILACION",null,"0,00 %","0,00"]
[108162,"UNIDAD EVAPORADORA DE PARED REFRIGERANTE VARIABLE","UN","SISTEMAS VENTILACION",null,"0,00 %","0,00"]
[102056,"UNIDAD EXTRACCION TIPO HONGOcfm2191/826descHorizon","UN","SISTEMAS VENTILACION","77777777777 - CONTRATO CONSULTORIA CEFE COMETAS","19,00 %","$ 3.663.750,00","2019-06-21"]
[102042,"UNIDAD EXTRACCION TIPO HONGOcfm600/330descHorizont","UN","SISTEMAS VENTILACION","77777777777 - CONTRATO CONSULTORIA CEFE COMETAS","19,00 %","$ 2.716.460,60","2019-06-21"]
[102057,"UNIDAD EXTRACCION TIPO HONGOcfm9840/3280descVertic","UN","SISTEMAS VENTILACION","77777777777 - CONTRATO CONSULTORIA CEFE COMETAS","19,00 %","$ 11.175.000,00","2019-06-21"]
[108501,"UNIDAD FANCOIL  ALTA PRESION UMA-05 Y UMA-06 CAPAC","UN","SISTEMAS VENTILACION",null,"0,00 %","0,00"]
[108491,"UNIDAD FANCOIL  MEDIA PRESION UMA-01 Y UMA-02 CAPA","UN","SISTEMAS VENTILACION",null,"0,00 %","0,00"]
[108496,"UNIDAD FANCOIL  MEDIA PRESION UMA-04 CAPACIDAD 30.","UN","SISTEMAS VENTILACION",null,"0,00 %","0,00"]
[108499,"UNIDAD FANCOIL  MEDIA PRESION UMA-08 CAPACIDAD 54.","UN","SISTEMAS VENTILACION",null,"0,00 %","0,00"]
[102058,"UNIDAD FANCOIL TIPO DUCTOS LOW STATIC CEFE COMETAS","UN","AIRE ACONDICIONADO","77777777777 - CONTRATO CONSULTORIA CEFE COMETAS","19,00 %","$ 1.801.618,00","2019-07-05"]
[102041,"UNIDAD FANCOIL Tipo Low Static 706/565/424CFM refrige Var TIPO INVERTER-INCL TERMO CEFE COMETAS","UN","SISTEMAS VENTILACION","77777777777 - CONTRATO CONSULTORIA CEFE COMETAS","19,00 %","$ 2.068.282,00","2019-06-21"]
[102073,"UNIDAD PAQUETE CON RECUPERADOR R-410A CEFE COMETAS","UN","EQUIPOS ESPECIALES","77777777777 - CONTRATO CONSULTORIA CEFE COMETAS","19,00 %","$ 177.722.813,00","2019-07-05"]
[12637,"unidada de programacion y control  Lumacan GM ","UN","INST. ELECTRICAS","666665454444 - IDRD - MENOR PRECIO DE COTIZACIONES","19,00 %","$ 3.831.562,00","2020-07-14"]
[108753,"Unidada extractora de deshumidificación 15900 cfm","UN","SISTEMAS VENTILACION",null,"0,00 %","0,00"]
[106208,"UNION  ACERO CARBON ROSCADA SCH 40 - 2\"","UN","RED CONTRA INCENDIO",null,"0,00 %","0,00"]
[3529,"UNION  ALCANT NOVAFORT 110MM  S/NORMA ICONTEC","UN","INST. HIDRAUL/SANIT. Y LAMINAS","8956232 - IDRD - MEDIA ARMONICA COTIZACIONES","19,00 %","$ 11.425,00","2022-05-02"]
[3530,"UNION  ALCANT NOVAFORT 160MM /NORMA ICONTEC","UN","TUBERIA HIDROSANITARIA","8956232 - IDRD - MEDIA ARMONICA COTIZACIONES","19,00 %","$ 21.392,00","2022-04-06"]
[3531,"UNION  ALCANT NOVAFORT 200MM  S/NORMA ICONTEC","UN","INST. HIDRAUL/SANIT. Y LAMINAS","8956232 - IDRD - MEDIA ARMONICA COTIZACIONES","19,00 %","$ 53.329,01","2023-03-21"]
[304,"UNION  ALCANT NOVAFORT 250MM   S/NORMA ICONTEC","UN","INST. HIDRAUL/SANIT. Y LAMINAS","8956232 - IDRD - MEDIA ARMONICA COTIZACIONES","19,00 %","$ 175.264,00","2023-03-21"]
[567,"UNION  ALCANT NOVAFORT 315MM   S/NORMA ICONTEC","UN","INST. HIDRAUL/SANIT. Y LAMINAS","8956232 - IDRD - MEDIA ARMONICA COTIZACIONES","19,00 %","$ 291.277,00","2023-03-21"]
[101174,"UNION  ALCANT NOVAFORT 355MM S/NORMA ICONTEC","UN","INST. HIDRAUL/SANIT. Y LAMINAS","555555555555 - IDRD - MEDIANA DE COTIZACIONES","19,00 %","$ 331.243,00","2023-03-21"]
[570,"UNION  ALCANT NOVAFORT 400MM  S/NORMA ICONTEC","UN","INST. HIDRAUL/SANIT. Y LAMINAS","555555555555 - IDRD - MEDIANA DE COTIZACIONES","19,00 %","$ 374.093,01","2023-03-21"]
[690,"UNION  ALCANT NOVAFORT 450MM  S/NORMA ICONTEC","UN","INST. HIDRAUL/SANIT. Y LAMINAS","860061089 - IDRD - PROYECCIÓN","19,00 %","$ 209.131,79","2020-01-13"]
[902,"UNION  ALCANT NOVAFORT 500MM   S/NORMA ICONTEC","UN","INST. HIDRAUL/SANIT. Y LAMINAS",null,"0,00 %","0,00"]
[106433,"UNION  COBRE Ø 1\"","UN","TUBERIA HIDROSANITARIA",null,"0,00 %","0,00"]
[106431,"UNION  COBRE Ø 1/2\"","UN","TUBERIA HIDROSANITARIA",null,"0,00 %","0,00"]
[106435,"UNION  COBRE Ø 11/2\"","UN","TUBERIA HIDROSANITARIA",null,"0,00 %","0,00"]
[106434,"UNION  COBRE Ø 11/4\"","UN","TUBERIA HIDROSANITARIA",null,"0,00 %","0,00"]
[106437,"UNION  COBRE Ø 2 1/2\"","UN","TUBERIA HIDROSANITARIA",null,"0,00 %","0,00"]
[106436,"UNION  COBRE Ø 2\"","UN","TUBERIA HIDROSANITARIA",null,"0,00 %","0,00"]
[106432,"UNION  COBRE Ø 3/4\"","UN","TUBERIA HIDROSANITARIA",null,"0,00 %","0,00"]
[107608,"Union  CPVC SCH-80 4\"","UN","INST. HIDRAUL/SANIT. Y LAMINAS",null,"0,00 %","0,00"]
[107615,"Union  CPVC SCH-80 6\"","UN","INST. HIDRAUL/SANIT. Y LAMINAS",null,"0,00 %","0,00"]
[101319,"UNION  EMT  2\"  GALVANIZADA","UN","TUBERIA","555555555555 - IDRD - MEDIANA DE COTIZACIONES","19,00 %","$ 3.975,31","2020-01-23"]
[810,"UNION  GALV.  3/4\"  EMT","UN","TUBERIA","860061089 - IDRD - PROYECCIÓN","19,00 %","$ 1.590,01","2023-03-28"]
[101660,"UNIÓN  HG Ø 1\"","UN","ACCESORIOS HIDROSANITARIOS",null,"0,00 %","0,00"]
[101843,"UNION 4\"PVC **","UN","ACCESORIOS HIDROSANITARIOS","860061089 - IDRD - PROYECCIÓN","19,00 %","$ 48.231,00","2022-01-28"]
[108114,"UNION A. INOX TIPO 304L 150 LB ROSCAR 1 1/2\"","UN","INST. HIDRAUL/SANIT. Y LAMINAS",null,"0,00 %","0,00"]
[107038,"UNION A. INOX TIPO 304L 150 LB ROSCAR 2\"","UN","ACCESORIOS HIDROSANITARIOS",null,"0,00 %","0,00"]
[108119,"UNION A. INOX TIPO 304L 150 LB ROSCAR 3\"","UN","INST. HIDRAUL/SANIT. Y LAMINAS",null,"0,00 %","0,00"]
[107045,"UNION A. INOX TIPO 304L 150 LB ROSCAR 4\"","UN","ACCESORIOS HIDROSANITARIOS",null,"0,00 %","0,00"]
[106238,"UNIÓN ACERO NEGRO X 150 S.C.I.1 1/4”","UN","RED CONTRA INCENDIO",null,"0,00 %","0,00"]
[106237,"UNIÓN ACERO NEGRO X 150 S.C.I.1”","UN","RED CONTRA INCENDIO","860.061.099.1 - IDRD","19,00 %","$ 2.202,00","2019-09-30"]
[106239,"UNIÓN ACERO NEGRO X 150 S.C.I.2”","UN","RED CONTRA INCENDIO",null,"0,00 %","0,00"]
[105332,"UNION ACERO Ø2\" EMT","UN","INST. ELECTRICAS",null,"0,00 %","0,00"]
[105333,"UNION ACERO Ø2\" EMT","UN","INST. ELECTRICAS",null,"0,00 %","0,00"]
[1781,"UNION ALCANT 4\"          PAVCO","UN","TUBERIA SUBT,REJILLAS,SUMIDER.","860061089 - IDRD - PROYECCIÓN","19,00 %","$ 16.560,00","2022-02-04"]
[1780,"UNION ALCANT 6\"          PAVCO","UN","TUBERIA SUBT,REJILLAS,SUMIDER.","860061089 - IDRD - PROYECCIÓN","19,00 %","$ 40.127,00","2022-02-04"]
[105622,"Union bimetálica cobre-aluminio calibre #2AWG","UN","ALAMBRES","555555555555 - IDRD - MEDIANA DE COTIZACIONES","19,00 %","$ 4.055,00","2022-06-09"]
[1054,"UNION CALIENTE   ULTRATEMP  ½\"    PAVCO","UN","ACCESORIOS HIDROSANITARIOS","860061089 - IDRD - PROYECCIÓN","19,00 %","$ 14.302,00","2022-01-24"]
[106551,"UNION CANALETA 20 X 12 (PLASTICA)","UN","CABLES","860061089 - IDRD - PROYECCIÓN","19,00 %","$ 802,00","2022-01-31"]
[106552,"UNION CANALETA 20X20 BL (PLASTICA)","UN","CABLES","860061089 - IDRD - PROYECCIÓN","19,00 %","$ 974,00","2022-01-31"]
[106553,"UNION CANALETA 25X25 BL","UN","CABLES",null,"0,00 %","0,00"]
[102083,"UNIÓN CANALETA PARA PISO 60X13","UN","FERRETERIA","860061089 - IDRD - PROYECCIÓN","19,00 %","$ 2.793,00","2022-01-30"]
[1116,"UNION CONDUIT C/DFLEX ½\" PAVCO","UN","TUBERIA SUBT,REJILLAS,SUMIDER.","860061089 - IDRD - PROYECCIÓN","19,00 %","$ 415,00","2022-02-04"]
[1635,"UNION CONDUIT PVC         3/4\"","UN","TUBERIA","8956232 - IDRD - MEDIA ARMONICA COTIZACIONES","19,00 %","$ 849,01","2023-03-09"]
[1661,"UNION CONDUIT PVC        1 \"","UN","TUBERIA","555555555555 - IDRD - MEDIANA DE COTIZACIONES","19,00 %","$ 1.500,00","2023-03-09"]
[1662,"UNION CONDUIT PVC        1 ¼\"","UN","TUBERIA",null,"0,00 %","0,00"]
[1686,"UNION CONDUIT PVC        1½\"","UN","TUBERIA",null,"0,00 %","0,00"]
[1634,"UNION CONDUIT PVC  ½\"","UN","TUBERIA","860061089 - IDRD - PROYECCIÓN","19,00 %","$ 496,00","2022-02-08"]
[811,"UNION CONDUIT PVC  2\"","UN","TUBERIA","860061089 - IDRD - PROYECCIÓN","19,00 %","$ 2.999,00","2022-02-08"]
[1163,"UNION CONICA 4\"        ETERNIT","UN","ACCESORIOS TUBERIA SUBTERRANEA",null,"0,00 %","0,00"]
[101612,"UNION CPVC  1 1/2\" **","UN","ACCESORIOS HIDROSANITARIOS",null,"0,00 %","0,00"]
[101611,"UNION CPVC  1\" **","UN","ACCESORIOS HIDROSANITARIOS",null,"0,00 %","0,00"]
[101562,"UNION CPVC  1½\" **","UN","ACCESORIOS HIDROSANITARIOS",null,"0,00 %","0,00"]
[102816,"UNION CPVC  3/4 **","UN","ACCESORIOS HIDROSANITARIOS",null,"0,00 %","0,00"]
[101609,"UNION CPVC Ø ½\" S/NORMA ICONTEC","UN","ACCESORIOS HIDROSANITARIOS","860061099 - MEDIA ARMONICA","19,00 %","$ 1.607,00","2023-03-21"]
[106381,"UNION CPVC Ø 1 1/4\"","UN","ACCESORIOS HIDROSANITARIOS",null,"0,00 %","0,00"]
[106379,"UNION CPVC Ø 2 1/2\"","UN","ACCESORIOS HIDROSANITARIOS",null,"0,00 %","0,00"]
[101613,"UNION CPVC Ø 2\" S/NORMA ICONTEC","UN","ACCESORIOS HIDROSANITARIOS","860061099 - MEDIA ARMONICA","19,00 %","$ 46.557,00","2023-03-21"]
[101610,"UNION CPVC Ø 3/4 S/NORMA ICONTEC","UN","ACCESORIOS HIDROSANITARIOS","860061099 - MEDIA ARMONICA","19,00 %","$ 2.378,00","2023-03-21"]
[2058,"UNION CPVC Ø3/4\"  S/NORMA ICONTEC","UN","ACCESORIOS HIDROSANITARIOS","860061089 - IDRD - PROYECCIÓN","19,00 %","$ 2.973,00","2022-01-27"]
[108082,"UNION CU 2 1/2\"","UN","ACCESORIOS HIDROSANITARIOS","8956232 - IDRD - MEDIA ARMONICA COTIZACIONES","19,00 %","$ 15.644,00","2019-03-28"]
[108345,"UNIÓN Cu DE 1 1/8\"","UN","SISTEMAS VENTILACION",null,"0,00 %","0,00"]
[108327,"UNIÓN Cu DE 1/2\"\"","UN","SISTEMAS VENTILACION","860061089 - IDRD - PROYECCIÓN","19,00 %","$ 1.522,69","2022-01-24"]
[108284,"UNIÓN Cu DE 1/4\"","UN","SISTEMAS VENTILACION","89585454444 - CONTRATO CONSULTORIA CDRC 2","19,00 %","$ 746,00","2019-09-27"]
[108321,"UNIÓN Cu DE 3/8\"","UN","SISTEMAS VENTILACION","89585454444 - CONTRATO CONSULTORIA CDRC 2","19,00 %","$ 1.344,00","2019-09-27"]
[108333,"UNIÓN Cu DE 5/8\"","UN","SISTEMAS VENTILACION","89585454444 - CONTRATO CONSULTORIA CDRC 2","19,00 %","$ 1.751,00","2019-09-27"]
[108338,"UNIÓN Cu DE 7/8\"","UN","SISTEMAS VENTILACION","89585454444 - CONTRATO CONSULTORIA CDRC 2","19,00 %","$ 1.751,00","2019-09-27"]
[1572,"UNION CU RIGIDO DE ½","UN","INST. DE GAS","860061089 - IDRD - PROYECCIÓN","19,00 %","$ 1.669,00","2023-03-28"]
[12941,"UNION DE 6\" PVC-PRESION","UN","PISCINAS","860061089 - IDRD - PROYECCIÓN","19,00 %","$ 153.108,01","2022-01-31"]
[108558,"Union de cobre de 1 3/8\"","UN","SISTEMAS VENTILACION",null,"0,00 %","0,00"]
[108565,"Union de cobre de 1 5/8\"","UN","SISTEMAS VENTILACION",null,"0,00 %","0,00"]
[104832,"UNION DE REMATE  PARA 6MM, (2,10m) Cubierta","UN","ACCESORIOS CUBIERTA",null,"0,00 %","0,00"]
[13019,"Unión de Reparación  PVC Deslizante de ½”","UN","FERRETERIA Y HERRAMIENTAS","860061089 - IDRD - PROYECCIÓN","19,00 %","$ 5.550,01","2022-01-30"]
[13020,"Unión de Reparación  PVC Deslizante de 1”","UN","FERRETERIA Y HERRAMIENTAS","860061089 - IDRD - PROYECCIÓN","19,00 %","$ 11.994,00","2022-01-30"]
[13021,"Unión de Reparación  PVC Deslizante de 1½”","UN","FERRETERIA Y HERRAMIENTAS","860061089 - IDRD - PROYECCIÓN","19,00 %","$ 4.834,01","2022-01-30"]
[13033,"Unión de Reparación  PVC Deslizante de 2”","UN","FERRETERIA Y HERRAMIENTAS","860061089 - IDRD - PROYECCIÓN","19,00 %","$ 20.120,00","2022-01-30"]
[13026,"Unión de Reparación  PVC Presión de 1 ½”","UN","FERRETERIA Y HERRAMIENTAS","860061089 - IDRD - PROYECCIÓN","19,00 %","$ 21.196,01","2022-01-30"]
[13017,"Unión de Reparación  PVC Presión de 1\"  ","UN","FERRETERIA Y HERRAMIENTAS","860061089 - IDRD - PROYECCIÓN","19,00 %","$ 13.407,00","2022-01-30"]
[13018,"Unión de Reparación  PVC Presión de 2\"","UN","FERRETERIA Y HERRAMIENTAS","860061089 - IDRD - PROYECCIÓN","19,00 %","$ 18.684,00","2022-01-30"]
[12603,"UNION DE REPARACION PVC C907 4\"","UN","TUBOS","555555555555 - IDRD - MEDIANA DE COTIZACIONES","19,00 %","$ 259.293,00","2020-05-13"]
[13015,"Unión de Reparación PVC Presión de ½”","UN","FERRETERIA Y HERRAMIENTAS","860061089 - IDRD - PROYECCIÓN","19,00 %","$ 5.847,01","2022-01-30"]
[13022,"Unión de Universal  PVC-AF de ½”","UN","FERRETERIA Y HERRAMIENTAS","860061089 - IDRD - PROYECCIÓN","19,00 %","$ 3.578,00","2022-01-30"]
[13023,"Unión de Universal  PVC-AF de 1”","UN","FERRETERIA Y HERRAMIENTAS","860061089 - IDRD - PROYECCIÓN","19,00 %","$ 8.799,00","2022-01-30"]
[13024,"Unión de Universal  PVC-AF de 1½”","UN","FERRETERIA Y HERRAMIENTAS","860061089 - IDRD - PROYECCIÓN","19,00 %","$ 27.562,01","2022-01-30"]
[13025,"Unión de Universal  PVC-AF de 2”","UN","FERRETERIA Y HERRAMIENTAS","860061089 - IDRD - PROYECCIÓN","19,00 %","$ 25.243,01","2022-01-30"]
[1785,"UNION DRENAJE PVC 100mm. PAVCO","UN","TUBERIA SUBT,REJILLAS,SUMIDER.","860061089 - IDRD - PROYECCIÓN","19,00 %","$ 10.913,00","2022-02-04"]
[101384,"UNION DRENAJE PVC 250mm. PAVCO","UN","TUBERIA SUBT,REJILLAS,SUMIDER.",null,"0,00 %","0,00"]
[101385,"UNION DRENAJE PVC 315mm. PAVCO","UN","TUBERIA SUBT,REJILLAS,SUMIDER.",null,"0,00 %","0,00"]
[1782,"UNION DRENAJE PVC 65mm.  PAVCO","UN","TUBERIA SUBT,REJILLAS,SUMIDER.","860061089 - IDRD - PROYECCIÓN","19,00 %","$ 7.774,00","2022-02-04"]
[104452,"UNION DRESER DE 3\"","UN","INST. HIDRAUL/SANIT. Y LAMINAS",null,"0,00 %","0,00"]
[102259,"UNION DRESSER HIERRO 1\"","UN","REGISTROS Y CHEQUES","77777777777 - CONTRATO CONSULTORIA CEFE COMETAS","19,00 %","$ 1.773,00","2019-07-15"]
[104928,"Union ducto  electrico corrugado  tipo TDP 3\"","UN","TUBERIA","860061089 - IDRD - PROYECCIÓN","19,00 %","$ 39.148,00","2023-03-28"]
[100416,"Union ducto  electrico tipo TDP 4\" **","UN","INST. ELECTRICAS","860061089 - IDRD - PROYECCIÓN","19,00 %","$ 11.553,00","2023-03-29"]
[103452,"UNION ELECTROFUSION-PEAD-PE100PN10**","UN","INST. DE GAS",null,"0,00 %","0,00"]
[103453,"UNION ELECTROFUSION-PEAD-PE100PN16**","UN","INST. DE GAS",null,"0,00 %","0,00"]
[101433,"UNION EMT  1 1/2\"Acero","UN","TUBERIA","8956232 - IDRD - MEDIA ARMONICA COTIZACIONES","19,00 %","$ 2.425,01","2019-04-16"]
[101318,"UNION EMT  1 1/4\" Acero","UN","TUBERIA",null,"0,00 %","0,00"]
[101329,"UNION EMT  1\" Acero","UN","TUBERIA","860061089 - IDRD - PROYECCIÓN","19,00 %","$ 1.622,01","2022-06-06"]
[101317,"UNION EMT  1\"Acero","UN","TUBERIA","555555555555 - IDRD - MEDIANA DE COTIZACIONES","19,00 %","$ 1.358,99","2020-02-23"]
[105194,"UNIÓN EMT - 1/2\"","UN","INST. ELECTRICAS","860061089 - IDRD - PROYECCIÓN","19,00 %","$ 2.063,00","2022-01-28"]
[104101,"UNION EMT - 3/4\"","UN","INST. ELECTRICAS","860061089 - IDRD - PROYECCIÓN","19,00 %","$ 1.089,00","2023-03-28"]
[101316,"UNION EMT  3/4\"Acero","UN","TUBERIA","8956232 - IDRD - MEDIA ARMONICA COTIZACIONES","19,00 %","$ 1.041,00","2022-05-26"]
[101337,"UNION EMT 3 \"Acero","UN","TUBERIA",null,"0,00 %","0,00"]
[106039,"UNION EXTERNA – SNAP TYPE ADS 10”","UN","MISCELANEA",null,"0,00 %","0,00"]
[106037,"UNION EXTERNA – SNAP TYPE ADS 6”","UN","MISCELANEA",null,"0,00 %","0,00"]
[106038,"UNION EXTERNA – SNAP TYPE ADS 8”","UN","MISCELANEA",null,"0,00 %","0,00"]
[105949,"UNION FLEXIBLE  1” x 12”","UN","INST. HIDRAUL/SANIT. Y LAMINAS",null,"0,00 %","0,00"]
[104350,"UNION GALV   EMT 1 1/4\"","UN","MISCELANEA","555555555555 - IDRD - MEDIANA DE COTIZACIONES","19,00 %","$ 2.858,00","2019-04-12"]
[104349,"UNION GALV   EMT 3\"","UN","MISCELANEA","66665555555 - IDRD - MEDIA ARITMETICA DE COTIZACIONES","19,00 %","$ 14.092,00","2019-04-11"]
[104094,"UNION GALV   IMC 2\"","UN","INST. ELECTRICAS","860061089 - IDRD - PROYECCIÓN","19,00 %","$ 13.429,01","2022-12-16"]
[104066,"UNION GALV  IMC 3\"","UN","MISCELANEA","8956232 - IDRD - MEDIA ARMONICA COTIZACIONES","19,00 %","$ 17.661,00","2020-12-29"]
[104351,"UNION GALV EMT 3/4\"","UN","INST. ELECTRICAS","860061089 - IDRD - PROYECCIÓN","19,00 %","$ 1.461,00","2022-01-27"]
[104359,"UNION GALV IMC 1 1/2\"","UN","TUBERIA","860061089 - IDRD - PROYECCIÓN","19,00 %","$ 5.776,00","2023-03-28"]
[104361,"UNION GALV IMC 1 1/4\"","UN","MISCELANEA",null,"0,00 %","0,00"]
[104364,"UNION GALV IMC 1\"","UN","MISCELANEA",null,"0,00 %","0,00"]
[104370,"UNION GALV IMC 1/2\"","UN","MISCELANEA",null,"0,00 %","0,00"]
[104358,"UNION GALV IMC 3/4\"","UN","MISCELANEA","860061089 - IDRD - PROYECCIÓN","19,00 %","$ 2.180,00","2022-06-07"]
[807,"UNION GALV.  1\"  EMT","UN","TUBERIA","860061089 - IDRD - PROYECCIÓN","19,00 %","$ 2.564,00","2023-03-28"]
[808,"UNION GALV.  1/2\"  EMT","UN","TUBERIA","860061089 - IDRD - PROYECCIÓN","19,00 %","$ 1.466,00","2023-03-28"]
[806,"UNION GALV. 2\"  EMT","UN","TUBERIA","860061089 - IDRD - PROYECCIÓN","19,00 %","$ 5.257,00","2022-06-07"]
[104444,"UNION GALVANIZ.6\"","UN","INST. HIDRAUL/SANIT. Y LAMINAS",null,"0,00 %","0,00"]
[104486,"UNIÓN GALVANIZADA DE 1 1/2\"","UN","ACCESORIOS HIDROSANITARIOS",null,"0,00 %","0,00"]
[104445,"UNION GALVANIZADA Ø 4\"","UN","INST. HIDRAUL/SANIT. Y LAMINAS","8956232 - IDRD - MEDIA ARMONICA COTIZACIONES","19,00 %","$ 28.314,00","2019-03-14"]
[107273,"UNION GALVANIZADA S.C.I. 1 1/4\"","UN","CARPINTERIA METALICA","6555555555 - IDRD - MENOR VALOR   DE COTIZACIONES","19,00 %","$ 3.332,00","2019-03-28"]
[983,"UNION GAS      3/4\"      PAVCO","UN","ACCESORIOS HIDROSANITARIOS",null,"0,00 %","0,00"]
[1016,"UNION GAS     1\"         PAVCO","UN","ACCESORIOS HIDROSANITARIOS",null,"0,00 %","0,00"]
[931,"UNION GAS    ½\"    PAVCO","UN","ACCESORIOS HIDROSANITARIOS",null,"0,00 %","0,00"]
[100182,"Union gas polietil 1\" tipo socket (campana) **","UN","TUBERIA HIDROSANITARIA",null,"0,00 %","0,00"]
[100180,"Union gas polietil 1/2\" tipo socket (campana) **","UN","TUBERIA HIDROSANITARIA",null,"0,00 %","0,00"]
[100183,"Union gas polietil 2\" tipo socket (campana) **","UN","TUBERIA HIDROSANITARIA",null,"0,00 %","0,00"]
[100181,"Union gas polietil 3/4\" tipo socket (campana) **","UN","TUBERIA HIDROSANITARIA",null,"0,00 %","0,00"]
[101657,"Unión HG 1/2\" **","UN","ACCESORIOS HIDROSANITARIOS","555555555555 - IDRD - MEDIANA DE COTIZACIONES","19,00 %","$ 932,76","2020-01-23"]
[101662,"Unión HG 2\" **","UN","ACCESORIOS HIDROSANITARIOS",null,"0,00 %","0,00"]
[101658,"Unión HG 3/4\" **","UN","ACCESORIOS HIDROSANITARIOS","555555555555 - IDRD - MEDIANA DE COTIZACIONES","19,00 %","$ 1.306,00","2019-03-29"]
[101661,"Unión HG Ø 11/2\" **","UN","ACCESORIOS HIDROSANITARIOS","8956232 - IDRD - MEDIA ARMONICA COTIZACIONES","19,00 %","$ 3.718,00","2019-03-29"]
[101701,"Unión HG Ø 2 1/2\" **","UN","ACCESORIOS HIDROSANITARIOS",null,"0,00 %","0,00"]
[101664,"Unión HG Ø 3\" **","UN","ACCESORIOS HIDROSANITARIOS",null,"0,00 %","0,00"]
[101089,"UNION HIERRO GALV.  1 1/2\"","UN","TUBERIA",null,"0,00 %","0,00"]
[101832,"Unión IMC de 4\"","UN","TUBERIA","555555555555 - IDRD - MEDIANA DE COTIZACIONES","19,00 %","$ 21.200,00","2020-12-24"]
[106787,"UNION IMC- GALVANIZADA- Ø 6\"","UN","APARATOS ELECTRICOS","6555555555 - IDRD - MENOR VALOR   DE COTIZACIONES","19,00 %","$ 92.015,00","2019-03-28"]
[106441,"UNIÓN MECANICA PEAD 110MM (PE-100/PN-16/RDE-11)","UN","ACCESORIOS HIDROSANITARIOS",null,"0,00 %","0,00"]
[104689,"UNION MECANICA PEAD 110MM(PE/PN-16RDE-11)   /RD","UN","TUBERIA HIDROSANITARIA",null,"0,00 %","0,00"]
[104687,"UNIÓN MECANICA PEAD 63MM (PE-100/PN-16/RDE-11)","UN","TUBERIA HIDROSANITARIA",null,"0,00 %","0,00"]
[104688,"UNIÓN MECANICA PEAD 90MM (PE-100/PN-16/RDE-11)","UN","TUBERIA HIDROSANITARIA",null,"0,00 %","0,00"]
[108982,"Unión novafort (200mm) S4","UN","ACCESORIOS HIDROSANITARIOS",null,"0,00 %","0,00"]
[809,"UNION Ø 1 1/2\" EMT Zinc","UN","TUBERIA","860061089 - IDRD - PROYECCIÓN","19,00 %","$ 5.850,00","2023-03-28"]
[101742,"Union platino 10\" Pavco **","UN","ACCESORIOS HIDROSANITARIOS","860061089 - IDRD - PROYECCIÓN","19,00 %","$ 686.825,01","2022-02-28"]
[101744,"Union platino 12\" Pavco **","UN","ACCESORIOS HIDROSANITARIOS","860061089 - IDRD - PROYECCIÓN","19,00 %","$ 1.064.425,00","2022-02-28"]
[101771,"Union platino 4\"   PVC","UN","ACCESORIOS HIDROSANITARIOS","860061089 - IDRD - PROYECCIÓN","19,00 %","$ 21.270,00","2020-01-09"]
[101746,"Union platino 6\" Pavco **","UN","ACCESORIOS HIDROSANITARIOS","860061089 - IDRD - PROYECCIÓN","19,00 %","$ 209.230,06","2022-01-24"]
[101741,"Union platino 8\" Pavco **","UN","ACCESORIOS HIDROSANITARIOS","860061089 - IDRD - PROYECCIÓN","19,00 %","$ 384.412,44","2022-01-24"]
[2053,"UNION POLIETILENO  ½\"    PAVCO","UN","ACCESORIOS HIDROSANITARIOS",null,"0,00 %","0,00"]
[1836,"UNION POLIETILENO 3/4\"   PAVCO","UN","TUBERIA HIDROSANITARIA","860061089 - IDRD - PROYECCIÓN","19,00 %","$ 834,00","2022-02-04"]
[106077,"UNION POLIPROPILENO  Ø 1/2” (20MM)","UN","ACCESORIOS HIDROSANITARIOS","860061089 - IDRD - PROYECCIÓN","19,00 %","$ 680,00","2020-02-09"]
[106070,"UNION POLIPROPILENO  Ø 1” (32MM)","UN","ACCESORIOS HIDROSANITARIOS","860061089 - IDRD - PROYECCIÓN","19,00 %","$ 2.038,01","2020-01-09"]
[106066,"UNION POLIPROPILENO  Ø 11/2” (50MM)","UN","ACCESORIOS HIDROSANITARIOS","877774414141 - DICOL LTDA.","19,00 %","$ 6.549,00","2019-04-25"]
[106068,"UNION POLIPROPILENO  Ø 11/4” (40MM)","UN","ACCESORIOS HIDROSANITARIOS",null,"0,00 %","0,00"]
[106083,"UNION POLIPROPILENO  Ø 2” (63MM)","UN","TUBERIA HIDROSANITARIA",null,"0,00 %","0,00"]
[106075,"UNION POLIPROPILENO  Ø 3/4” (25MM)","UN","ACCESORIOS HIDROSANITARIOS","860061089 - IDRD - PROYECCIÓN","19,00 %","$ 1.100,00","2020-01-09"]
[105880,"unión PP agua 32 mm","UN","INST. HIDRAUL/SANIT. Y LAMINAS",null,"0,00 %","0,00"]
[100333,"Union Presion  PVCP 10\"  **","UN","ACCESORIOS HIDROSANITARIOS",null,"0,00 %","0,00"]
[100702,"UNION PRESION 2 1/2\" PVC S/NORMA ICONTEC","UN","ACCESORIOS HIDROSANITARIOS","860061089 - IDRD - PROYECCIÓN","19,00 %","$ 21.630,00","2022-01-27"]
[1122,"UNION PRESION Ø ½\" PVC S/NORMA ICONTEC","UN","ACCESORIOS HIDROSANITARIOS","860061089 - IDRD - PROYECCIÓN","19,00 %","$ 313,01","2022-01-27"]
[100325,"UNION PRESIÓN Ø 1 1/2\" PVC S/NORMA ICONTEC","UN","ACCESORIOS HIDROSANITARIOS","860061089 - IDRD - PROYECCIÓN","19,00 %","$ 1.933,00","2022-01-27"]
[100324,"UNION PRESIÓN Ø 1 1/4\"PVCS/NORMA ICONTEC","UN","ACCESORIOS HIDROSANITARIOS","555555555555 - IDRD - MEDIANA DE COTIZACIONES","19,00 %","$ 2.190,00","2023-03-09"]
[459,"UNION PRESION Ø 1\" PVC S/NORMA ICONTEC","UN","ACCESORIOS HIDROSANITARIOS","8956232 - IDRD - MEDIA ARMONICA COTIZACIONES","19,00 %","$ 1.283,00","2023-03-16"]
[100323,"UNION PRESIÓN Ø 1\" PVC S/NORMA ICONTEC","UN","ACCESORIOS HIDROSANITARIOS","860061089 - IDRD - PROYECCIÓN","19,00 %","$ 1.125,00","2022-01-27"]
[100321,"UNION PRESIÓN Ø 1/2\"PVC S/NORMA ICONTEC","UN","ACCESORIOS HIDROSANITARIOS","8956232 - IDRD - MEDIA ARMONICA COTIZACIONES","19,00 %","$ 435,00","2023-03-09"]
[517,"UNION PRESION Ø 1¼\"PVC  S/NORMA ICONTEC","UN","ACCESORIOS HIDROSANITARIOS","8956232 - IDRD - MEDIA ARMONICA COTIZACIONES","19,00 %","$ 1.931,00","2023-03-16"]
[100708,"UNION PRESIÓN Ø 3\" PVC-S/NORMA ICONTEC","UN","ACCESORIOS HIDROSANITARIOS","8956232 - IDRD - MEDIA ARMONICA COTIZACIONES","19,00 %","$ 23.799,00","2023-03-09"]
[2035,"UNION PRESION Ø1½\"PVC -S/NORMA ICONTEC","UN","ACCESORIOS HIDROSANITARIOS","8956232 - IDRD - MEDIA ARMONICA COTIZACIONES","19,00 %","$ 2.774,00","2023-03-09"]
[458,"UNION PRESION Ø3/4\"PVC- S/NORMA ICONTEC","UN","ACCESORIOS HIDROSANITARIOS","8956232 - IDRD - MEDIA ARMONICA COTIZACIONES","19,00 %","$ 730,01","2023-03-16"]
[67,"UNION PRESION Ø4\"PVC- S/NORMA ICONTEC","UN","ACCESORIOS HIDROSANITARIOS","860061089 - IDRD - PROYECCIÓN","19,00 %","$ 48.231,00","2022-01-27"]
[107578,"Unión Presión Ø8\"","UN","INST. HIDRAUL/SANIT. Y LAMINAS",null,"0,00 %","0,00"]
[2036,"UNION PRESION PVC Ø3\"  S/NORMA ICONTEC","UN","ACCESORIOS HIDROSANITARIOS","8956232 - IDRD - MEDIA ARMONICA COTIZACIONES","19,00 %","$ 29.629,00","2023-03-09"]
[100331,"Union Presion PVC Platino 6\"  S/NORMA ICONTEC","UN","ACCESORIOS HIDROSANITARIOS","66665555555 - IDRD - MEDIA ARITMETICA DE COTIZACIONES","19,00 %","$ 76.129,00","2019-03-29"]
[100334,"Union Presion SW PVCP 12\"  SCH40 **","UN","ACCESORIOS HIDROSANITARIOS",null,"0,00 %","0,00"]
[100327,"Union Presion SW PVCP 2 1/2\"  SCH40 **","UN","ACCESORIOS HIDROSANITARIOS","860061089 - IDRD - PROYECCIÓN","19,00 %","$ 22.168,00","2022-01-27"]
[100326,"Union Presion SW PVCP 2\"  SCH40 **","UN","ACCESORIOS HIDROSANITARIOS","860061089 - IDRD - PROYECCIÓN","19,00 %","$ 5.603,00","2022-01-27"]
[100328,"Union Presion SW PVCP 3\"  SCH40 **","UN","ACCESORIOS HIDROSANITARIOS","860061089 - IDRD - PROYECCIÓN","19,00 %","$ 27.463,00","2022-01-27"]
[100322,"Union Presion SW PVCP 3/4\"  SCH40 **","UN","ACCESORIOS HIDROSANITARIOS","860061089 - IDRD - PROYECCIÓN","19,00 %","$ 834,00","2022-01-27"]
[100320,"Union Presion SW PVCP 3/8\"  SCH40 **","UN","ACCESORIOS HIDROSANITARIOS",null,"0,00 %","0,00"]
[100329,"Union Presion SW PVCP 4\"  SCH40 **","UN","ACCESORIOS HIDROSANITARIOS","860061089 - IDRD - PROYECCIÓN","19,00 %","$ 59.652,00","2022-01-27"]
[100330,"Union Presion SW PVCP 5\"  SCH40 **","UN","ACCESORIOS HIDROSANITARIOS",null,"0,00 %","0,00"]
[100332,"Union Presion SW PVCP 8\"  SCH40 **","UN","ACCESORIOS HIDROSANITARIOS",null,"0,00 %","0,00"]
[602,"UNION PRESIONØ 2\"PVC S/NORMA ICONTEC","UN","ACCESORIOS HIDROSANITARIOS","8956232 - IDRD - MEDIA ARMONICA COTIZACIONES","19,00 %","$ 5.029,00","2023-03-16"]
[103872,"UNION PVC  1 1/2\"  PRESION S/NORMA ICONTEC","UN","MISCELANEA","860061089 - IDRD - PROYECCIÓN","19,00 %","$ 1.933,00","2022-02-09"]
[107572,"Unión Pvc  Presión- 6\"","UN","INST. HIDRAUL/SANIT. Y LAMINAS","555555555555 - IDRD - MEDIANA DE COTIZACIONES","19,00 %","$ 77.768,00","2019-02-15"]
[103873,"UNION PVC 1 1/4\" PRESIÓN S/NORMA ICONTEC","UN","MISCELANEA","860061089 - IDRD - PROYECCIÓN","19,00 %","$ 2.118,00","2022-02-09"]
[103877,"UNION PVC 1\"  PRESION S(NORMA ICONTEC","UN","TUBERIA HIDROSANITARIA","860061089 - IDRD - PROYECCIÓN","19,00 %","$ 1.125,00","2022-02-04"]
[104352,"UNION PVC CONDUIT 3\"","UN","MISCELANEA",null,"0,00 %","0,00"]
[102129,"Unión PVC Sanitaria Ø8\"","UN","ACCESORIOS HIDROSANITARIOS","860061089 - IDRD - PROYECCIÓN","19,00 %","$ 94.825,00","2022-01-28"]
[100505,"Union PVCP 2 \"  SCH80 **","UN","ACCESORIOS HIDROSANITARIOS",null,"0,00 %","0,00"]
[100499,"Union PVCP 2 1/2\"  SCH40 **","UN","ACCESORIOS HIDROSANITARIOS","860061089 - IDRD - PROYECCIÓN","19,00 %","$ 21.767,00","2022-01-27"]
[100504,"Union PVCP 4\"  SCH80 **","UN","ACCESORIOS HIDROSANITARIOS",null,"0,00 %","0,00"]
[100497,"Union PVCP 6\"  SCH40 **","UN","ACCESORIOS HIDROSANITARIOS",null,"0,00 %","0,00"]
[100498,"UNION PVCP Ø4\"-S/NORMA ICONTEC","UN","ACCESORIOS HIDROSANITARIOS","860061089 - IDRD - PROYECCIÓN","19,00 %","$ 48.231,00","2022-01-27"]
[106898,"UNION PVC-P SCH 80 2 1/2\"","UN","ACCESORIOS HIDROSANITARIOS",null,"0,00 %","0,00"]
[106902,"UNION PVC-P SCH 80 3\"","UN","ACCESORIOS HIDROSANITARIOS",null,"0,00 %","0,00"]
[106914,"UNION PVC-P SCH 80 6\"","UN","ACCESORIOS HIDROSANITARIOS",null,"0,00 %","0,00"]
[108086,"UNION PVC-S 10\"","UN","ACCESORIOS HIDROSANITARIOS","66665555555 - IDRD - MEDIA ARITMETICA DE COTIZACIONES","19,00 %","$ 135.041,00","2020-01-20"]
[107016,"UNION PVC-S 8\"","UN","ACCESORIOS HIDROSANITARIOS","66665555555 - IDRD - MEDIA ARITMETICA DE COTIZACIONES","19,00 %","$ 48.484,00","2020-01-20"]
[103878,"UNION REPARACION MECANICA ø 4\"","UN","ACCESORIOS HIDROSANITARIOS","66665555555 - IDRD - MEDIA ARITMETICA DE COTIZACIONES","19,00 %","$ 39.347,00","2019-02-15"]
[102030,"UNION REPARACIÓN Platino 8\" RDE 26","UN","TUBERIA HIDROSANITARIA","666665454444 - IDRD - MENOR PRECIO DE COTIZACIONES","19,00 %","$ 172.935,00","2019-05-28"]
[100706,"UNION SANITARIA  Ø2\" PVC- S/NORMA ICONTEC","UN","ACCESORIOS HIDROSANITARIOS","8956232 - IDRD - MEDIA ARMONICA COTIZACIONES","19,00 %","$ 3.122,00","2023-03-09"]
[1630,"UNION SANITARIA  Ø3\"PVC- S/NORMA ICONTEC","UN","ACCESORIOS HIDROSANITARIOS","8956232 - IDRD - MEDIA ARMONICA COTIZACIONES","19,00 %","$ 3.836,00","2023-03-09"]
[101717,"UNION SANITARIA 8\"","UN","ACCESORIOS HIDROSANITARIOS","860061089 - IDRD - PROYECCIÓN","19,00 %","$ 99.953,00","2022-01-28"]
[104775,"UNION SANITARIA Ø1 1/2\" PVC-S/NORMA ICONTEC","UN","ACCESORIOS HIDROSANITARIOS",null,"0,00 %","0,00"]
[2063,"UNION SANITARIA Ø4\" PVC  S/NORMA ICONTEC","UN","ACCESORIOS HIDROSANITARIOS","8956232 - IDRD - MEDIA ARMONICA COTIZACIONES","19,00 %","$ 7.785,00","2023-03-09"]
[1633,"UNION SANITARIA Ø6\"PVC S/NORMA ICONTEC","UN","ACCESORIOS HIDROSANITARIOS","8956232 - IDRD - MEDIA ARMONICA COTIZACIONES","19,00 %","$ 38.677,00","2023-03-09"]
[103527,"UNION TIPO RANURADO 1 1/2\"","UN","INST. HIDRAUL/SANIT. Y LAMINAS",null,"0,00 %","0,00"]
[103528,"UNION TIPO RANURADO 4\"","UN","INST. HIDRAUL/SANIT. Y LAMINAS",null,"0,00 %","0,00"]
[105025,"UNIÓN TUBERIA DRENAJE PEAD-PERF. CORRUG 200MM","UN","ACCESORIOS HIDROSANITARIOS",null,"0,00 %","0,00"]
[106035,"UNION TUBERIA PLANAR Ø 12”PEAD-ADVAN EDGE-12\"","UN","MISCELANEA","860.061.099.1 - IDRD","19,00 %","$ 53.947,97","2019-03-20"]
[106097,"UNION TUBO DRENAJE PVC PERF. CORRUG- 200MM","UN","ACCESORIOS HIDROSANITARIOS","860061099 - MEDIA ARMONICA","19,00 %","$ 69.924,00","2023-03-22"]
[109132,"Unión Z -RDE17 -Ø4\"(250Psi)","UN","ACCESORIOS HIDROSANITARIOS",null,"0,00 %","0,00"]
[108103,"UniónGibaul T DØ4\"(Sumin+Ins)","UN","ACCESORIOS HIDROSANITARIOS",null,"0,00 %","0,00"]
[107700,"Unionl PVC Presión- 21/2\"","UN","INST. HIDRAUL/SANIT. Y LAMINAS",null,"0,00 %","0,00"]
[109109,"UniónPVCTipoU.M.NormaNTC382Ø4\"","UN","INST. HIDRAUL/SANIT. Y LAMINAS",null,"0,00 %","0,00"]
[106250,"UNIVERSAL ACERO 1 1/4\"","UN","RED CONTRA INCENDIO",null,"0,00 %","0,00"]
[100048,"Universal bronce d= 2 \" **","ML","PERFILES Y DIVISIONES",null,"0,00 %","0,00"]
[2059,"UNIVERSAL CALIENTE ½\"    PAVCO","UN","ACCESORIOS HIDROSANITARIOS","860061089 - IDRD - PROYECCIÓN","19,00 %","$ 14.053,00","2022-01-27"]
[12942,"UNIVERSAL DE 1 ¼\" PVC-PRESION","UN","PISCINAS","860061089 - IDRD - PROYECCIÓN","19,00 %","$ 18.905,01","2022-01-31"]
[12943,"UNIVERSAL DE 1 ½\" PVC-PRESION","UN","PISCINAS","860061089 - IDRD - PROYECCIÓN","19,00 %","$ 31.529,00","2022-01-31"]
[12944,"UNIVERSAL DE 3\" PVC-PRESION","UN","PISCINAS","860061089 - IDRD - PROYECCIÓN","19,00 %","$ 149.356,00","2022-01-31"]
[12945,"UNIVERSAL DE 4\" PVC-PRESION","UN","PISCINAS","860061089 - IDRD - PROYECCIÓN","19,00 %","$ 186.553,00","2022-01-31"]
[105758,"UNIVERSAL GALVANIZADA  DE 1”","UN","INST. HIDRAUL/SANIT. Y LAMINAS","860061089 - IDRD - PROYECCIÓN","19,00 %","$ 11.696,00","2022-06-06"]
[102840,"UNIVERSAL GALVANIZADA  Ø 1 1/2\"","UN","ACCESORIOS HIDROSANITARIOS","8956232 - IDRD - MEDIA ARMONICA COTIZACIONES","19,00 %","$ 24.337,00","2022-05-04"]
[101673,"UNIVERSAL GALVANIZADA 3\"X150PSI","UN","ACCESORIOS HIDROSANITARIOS",null,"0,00 %","0,00"]
[104527,"UNIVERSAL GALVANIZADA DE 1 1/4\"","UN","ACCESORIOS HIDROSANITARIOS","860061089 - IDRD - PROYECCIÓN","19,00 %","$ 23.253,00","2023-03-21"]
[106163,"UNIVERSAL GALVANIZADA DE 3\"","UN","INST. HIDRAUL/SANIT. Y LAMINAS","860061089 - IDRD - PROYECCIÓN","19,00 %","$ 208.538,00","2023-03-17"]
[877,"UNIVERSAL GALVANIZADA Ø 1/2\"","UN","ACCESORIOS HIDROSANITARIOS","860061089 - IDRD - PROYECCIÓN","19,00 %","$ 8.860,00","2022-06-07"]
[104715,"UNIVERSAL GALVANIZADA Ø 2\"","UN","ACCESORIOS HIDROSANITARIOS","860061089 - IDRD - PROYECCIÓN","19,00 %","$ 43.906,00","2023-03-21"]
[104760,"UNIVERSAL GALVANIZADA Ø 4\"","UN","ACCESORIOS HIDROSANITARIOS","860061089 - IDRD - PROYECCIÓN","19,00 %","$ 182.418,00","2020-01-13"]
[106296,"UNIVERSAL GALVANIZADA Ø 6\"","UN","ACCESORIOS HIDROSANITARIOS","860061089 - IDRD - PROYECCIÓN","19,00 %","$ 427.623,00","2020-01-09"]
[878,"UNIVERSAL GALVANIZADO    3/4\"","UN","ACCESORIOS HIDROSANITARIOS","8956232 - IDRD - MEDIA ARMONICA COTIZACIONES","19,00 %","$ 12.193,00","2023-03-21"]
[100520,"Universal Galvanizado HG  Ø 2 1/2\" **","UN","ACCESORIOS HIDROSANITARIOS","860061089 - IDRD - PROYECCIÓN","19,00 %","$ 31.579,01","2020-01-13"]
[876,"UNIVERSAL GALVANIZADO Ø  1\"","UN","ACCESORIOS HIDROSANITARIOS","555555555555 - IDRD - MEDIANA DE COTIZACIONES","19,00 %","$ 16.291,00","2023-03-21"]
[101669,"Universal HG 1\" **","UN","ACCESORIOS HIDROSANITARIOS",null,"0,00 %","0,00"]
[101665,"Universal HG 1/2\" **","UN","ACCESORIOS HIDROSANITARIOS",null,"0,00 %","0,00"]
[101672,"Universal HG 2\" **","UN","ACCESORIOS HIDROSANITARIOS",null,"0,00 %","0,00"]
[101667,"Universal HG 3/4\" **","UN","ACCESORIOS HIDROSANITARIOS",null,"0,00 %","0,00"]
[104762,"Universal HG 6\"","UN","ACCESORIOS HIDROSANITARIOS",null,"0,00 %","0,00"]
[101670,"Universal HG Ø1 1/2\" **","UN","ACCESORIOS HIDROSANITARIOS",null,"0,00 %","0,00"]
[407,"UNIVERSAL PRESION ½\"     PAVCO","UN","ACCESORIOS HIDROSANITARIOS","860061089 - IDRD - PROYECCIÓN","19,00 %","$ 4.273,00","2022-01-27"]
[420,"UNIVERSAL PRESION 1\"     PAVCO","UN","ACCESORIOS HIDROSANITARIOS",null,"0,00 %","0,00"]
[101636,"UNIVERSAL PRESION 2 1/2\"     PAVCO","UN","ACCESORIOS HIDROSANITARIOS",null,"0,00 %","0,00"]
[419,"UNIVERSAL PRESION 3/4\"   PAVCO","UN","ACCESORIOS HIDROSANITARIOS",null,"0,00 %","0,00"]
[100503,"Universal Presion PVCP 4\"  SCH80 **","UN","ACCESORIOS HIDROSANITARIOS",null,"0,00 %","0,00"]
[100339,"Universal Presion SW PVCP 1 1/2\"  SCH40 **","UN","ACCESORIOS HIDROSANITARIOS","860061089 - IDRD - PROYECCIÓN","19,00 %","$ 37.252,00","2022-01-27"]
[100338,"Universal Presion SW PVCP 1 1/4\"  SCH40 **","UN","ACCESORIOS HIDROSANITARIOS","860061089 - IDRD - PROYECCIÓN","19,00 %","$ 21.702,01","2022-01-27"]
[100337,"Universal Presion SW PVCP 1\"  SCH40 **","UN","ACCESORIOS HIDROSANITARIOS","860061089 - IDRD - PROYECCIÓN","19,00 %","$ 12.099,00","2022-01-27"]
[100335,"Universal Presion SW PVCP 1/2\"  SCH40 **","UN","ACCESORIOS HIDROSANITARIOS","860061089 - IDRD - PROYECCIÓN","19,00 %","$ 4.519,00","2022-01-27"]
[100341,"Universal Presion SW PVCP 2 1/2\"  SCH40 **","UN","ACCESORIOS HIDROSANITARIOS",null,"0,00 %","0,00"]
[100340,"Universal Presion SW PVCP 2\"  SCH40 **","UN","ACCESORIOS HIDROSANITARIOS","860061089 - IDRD - PROYECCIÓN","19,00 %","$ 47.619,00","2022-01-27"]
[100342,"Universal Presion SW PVCP 3\"  SCH40 **","UN","ACCESORIOS HIDROSANITARIOS",null,"0,00 %","0,00"]
[100336,"Universal Presion SW PVCP 3/4\"  SCH40 **","UN","ACCESORIOS HIDROSANITARIOS","860061089 - IDRD - PROYECCIÓN","19,00 %","$ 8.007,00","2022-01-27"]
[100343,"Universal Presion SW PVCP 4\"  SCH40 **","UN","ACCESORIOS HIDROSANITARIOS",null,"0,00 %","0,00"]
[100344,"Universal Presion SW PVCP 6\"  SCH40 **","UN","ACCESORIOS HIDROSANITARIOS",null,"0,00 %","0,00"]
[107649,"Universal PVC Presión- 2\"","UN","INST. HIDRAUL/SANIT. Y LAMINAS","860061089 - IDRD - PROYECCIÓN","19,00 %","$ 45.122,00","2022-01-31"]
[104284,"UNIVERSAL PVC-P Ø 2\"","UN","INST. HIDRAUL/SANIT. Y LAMINAS","860061089 - IDRD - PROYECCIÓN","19,00 %","$ 45.122,00","2022-01-31"]
[103500,"UPS 1 KVA ON LINE MONOFASICATiempoRespaldo(6 min)","UN","PLANTAS ELECTRICAS",null,"0,00 %","0,00"]
[101546,"UPS 15 KVA TRIFASICA CEFE COMETAS","UN","INST. ELECTRICAS","860061089 - IDRD - PROYECCIÓN","19,00 %","$ 25.158.659,00","2022-01-28"]
[101866,"UPS 3 KVA Monofasica","UN","PLANTAS ELECTRICAS","860061089 - IDRD - PROYECCIÓN","19,00 %","$ 2.694.679,01","2022-01-31"]
[108180,"UPS de 12 kVA, trifásica","UN","APARATOS ELECTRICOS",null,"0,00 %","0,00"]
[102793,"UPS ON-LINE CON POLO A TIERRA (10KVA)**","UN","CABLEADO ESTRUCTURADO",null,"0,00 %","0,00"]
[107709,"UPS ONLINE DE 20 kVA TRIFASICA","UN","INST. ELECTRICAS","666666666252 - IDRD - MEDIA GEOMETRICA COTIZACIONES","19,00 %","$ 21.102.190,00","2020-10-19"]
[106152,"UPS-10 KVA  BIFASICA- AUTONOMIA: 8 A10 MINUTOS","UN","MISCELANEA","8956232 - IDRD - MEDIA ARMONICA COTIZACIONES","19,00 %","$ 7.361.679,00","2020-01-21"]
[106154,"UPS-20 KVA  BIFASICA- AUTONOMIA: 8 A10 MINUTOS","UN","MISCELANEA",null,"0,00 %","0,00"]
[106153,"UPS-6 KVA  BIFASICA- AUTONOMIA: 8 A10 MINUTOS","UN","MISCELANEA","8956232 - IDRD - MEDIA ARMONICA COTIZACIONES","19,00 %","$ 5.605.166,00","2020-01-21"]
[108554,"Uvo Ruso/Cissus Rhombofolia Ellen Danica","UN","JARDINERIA Y GRAMAS","860061089 - IDRD - PROYECCIÓN","0,00 %","$ 10.658,00","2022-01-31"]
[108579,"Uvo Ruso/Cissus Rhombofolia Ellen Danica-Jardinera","UN","JARDINERIA Y GRAMAS","860061089 - IDRD - PROYECCIÓN","0,00 %","$ 10.658,00","2022-01-31"]
[104616,"V-1 aluminio+vidrio lam 4+4mm Col Gim Sur","UN","VENTANERIA",null,"0,00 %","0,00"]
[104629,"V-10 a y b aluminio+vidrio lam 4+4mm Col Gim Sur","UN","VENTANERIA",null,"0,00 %","0,00"]
[104628,"V-10 aluminio+vidrio lam 4+4mm Col Gim Sur","UN","VENTANERIA",null,"0,00 %","0,00"]
[104630,"V-11 aluminio+vidrio lam 4+4mm Col Gim Sur","UN","VENTANERIA",null,"0,00 %","0,00"]
[104632,"V-12 a y b aluminio+vidrio lam 4+4mm Col Gim Sur","UN","VENTANERIA",null,"0,00 %","0,00"]
[104634,"V-13 aluminio+vidrio lam 4+4mm Col Gim Sur","UN","VENTANERIA",null,"0,00 %","0,00"]
[104618,"V-2 aluminio+vidrio lam 4+4mm Col Gim Sur","UN","VENTANERIA",null,"0,00 %","0,00"]
[104619,"V-3 aluminio+vidrio lam 4+4mm Col Gim Sur","UN","VENTANERIA",null,"0,00 %","0,00"]
[104621,"V-4a V-4b aluminio+vidrio lam 4+4mm Col Gim Sur","UN","VENTANERIA",null,"0,00 %","0,00"]
[104622,"V-5 aluminio+vidrio lam 4+4mm Col Gim Sur","UN","VENTANERIA",null,"0,00 %","0,00"]
[104623,"V-6a y b aluminio+vidrio lam 4+4mm Col Gim Sur","UN","VENTANERIA",null,"0,00 %","0,00"]
[104625,"V-7-V7a y b aluminio+vidrio lam 4+4mm Col Gim Sur","UN","VENTANERIA",null,"0,00 %","0,00"]
[104626,"V-8 aluminio+vidrio lam 4+4mm Col Gim Sur","UN","VENTANERIA",null,"0,00 %","0,00"]
[104627,"V-9 aluminio+vidrio lam 4+4mm Col Gim Sur","UN","VENTANERIA",null,"0,00 %","0,00"]
[106086,"Vale  Excavación RCD- Arcilla/Recebo (Vj:15m3)","M3","TARIFAS Y SERVICIOS","860061089 - IDRD - PROYECCIÓN","19,00 %","$ 2.722,01","2023-03-23"]
[106089,"Vale  Excavación RCD- Arcilla/Recebo (Vj:6m3)","M3","TARIFAS Y SERVICIOS","860061089 - IDRD - PROYECCIÓN","19,00 %","$ 5.175,00","2023-03-23"]
[106088,"Vale  Excavación RCD- Tierra (Vj:15m3)","M3","TARIFAS Y SERVICIOS","860061089 - IDRD - PROYECCIÓN","19,00 %","$ 2.403,00","2023-03-23"]
[106087,"Vale  Excavación RCD- Tierra (Vj:6m3)","M3","TARIFAS Y SERVICIOS","860061089 - IDRD - PROYECCIÓN","19,00 %","$ 6.413,01","2023-03-23"]
[106085,"Vale Demolición RCD Concreto/Mampostería (Vj:15m3)","M3","TARIFAS Y SERVICIOS","860061089 - IDRD - PROYECCIÓN","19,00 %","$ 2.313,00","2022-03-04"]
[106084,"Vale Demolición RCD Concreto/Mampostería (Vj:6m3)","M3","TARIFAS Y SERVICIOS","860061089 - IDRD - PROYECCIÓN","19,00 %","$ 4.164,00","2023-03-24"]
[106091,"Vale Excavación RCD Capa Vegetal(Vj:15M3)","M3","TARIFAS Y SERVICIOS","860061089 - IDRD - PROYECCIÓN","19,00 %","$ 2.514,01","2022-03-04"]
[106092,"Vale Excavación RCD Capa Vegetal(Vj:6M3)","M3","TARIFAS Y SERVICIOS","860061089 - IDRD - PROYECCIÓN","19,00 %","$ 5.934,99","2023-03-24"]
[106093,"Vale Excavación RCD Lodos l (Vj:15M3)","M3","TARIFAS Y SERVICIOS","860061089 - IDRD - PROYECCIÓN","19,00 %","$ 2.682,00","2022-03-04"]
[106094,"Vale Excavación RCD Lodos l(Vj:6M3)","M3","TARIFAS Y SERVICIOS","860061089 - IDRD - PROYECCIÓN","19,00 %","$ 6.808,00","2022-03-04"]
[101023,"VALLA 4X12M (S/Especificación IDRD)","UN","AVISOS Y VALLAS","860061089 - IDRD - PROYECCIÓN","19,00 %","$ 2.805.267,00","2022-01-28"]
[103746,"VALLA ESPECIAL 6X3  angulo de 2\"x 3/16\"","UN","MOBILIARIO URBANO Y SEÑALIZAC.","860061089 - IDRD - PROYECCIÓN","19,00 %","$ 2.755.507,00","2023-03-30"]
[103819,"VALLA ESPECIAL 6X3 - SOLO LAMINA Y BANNER","UN","MOBILIARIO URBANO Y SEÑALIZAC.","860061089 - IDRD - PROYECCIÓN","19,00 %","$ 2.760.728,01","2023-03-24"]
[103820,"VALLA ESPECIAL 6X3 ( SOLO  BANNER )","UN","MOBILIARIO URBANO Y SEÑALIZAC.","860061089 - IDRD - PROYECCIÓN","19,00 %","$ 706.356,00","2023-03-24"]
[100700,"Valla informativa de obra 1.50X2.50M (sumi+insta)l","UN","PREFABRICADOS METALICOS","8956232 - IDRD - MEDIA ARMONICA COTIZACIONES","19,00 %","$ 1.248.875,00","2022-05-09"]
[106754,"Valla informativa de obra Dimensiones 3.0M X 6.0M","UN","PREFABRICADOS METALICOS","8956232 - IDRD - MEDIA ARMONICA COTIZACIONES","19,00 %","$ 6.078.522,00","2022-05-09"]
[109182,"VALLA NORMAS GRAL (.9x1.4m) - CANCHAMUL LIBRE=1M","UN","PREFABRICADOS METALICOS","860061089 - IDRD - PROYECCIÓN","19,00 %","$ 860.511,00","2022-01-31"]
[109181,"VALLA NORMAS GRAL. (.80x1.20m) -  VESTIER LIBRE=1M","UN","PREFABRICADOS METALICOS","860061089 - IDRD - PROYECCIÓN","19,00 %","$ 780.879,00","2022-01-31"]
[109180,"VALLA NORMAS GRAL. (.90x1.40m) -  CANCHAS LIBRE=1M","UN","PREFABRICADOS METALICOS","860061089 - IDRD - PROYECCIÓN","19,00 %","$ 860.511,00","2022-01-31"]
[108260,"VALLA NORMAS GRAL. (0.90x1.40m) - CANCHA FUT SINT","UN","PREFABRICADOS METALICOS","860061089 - IDRD - PROYECCIÓN","19,00 %","$ 860.511,00","2022-01-31"]
[108188,"VALLA NORMAS GRAL. 2 Caras (1.00x3.00m) - J. INFAN","UN","PREFABRICADOS METALICOS","860061089 - IDRD - PROYECCIÓN","19,00 %","$ 6.817.690,00","2022-01-31"]
[104638,"VALLA PARA MÓDULOS","UN","MOBILIARIO PARQUES",null,"0,00 %","0,00"]
[12988,"VALLA TIPO A DIRECCIONAL EN MADERA PARA SENDEROS ECOLOGICOS ","UN","MOBILIARIO URBANO Y SEÑALIZAC.","860061089 - IDRD - PROYECCIÓN","19,00 %","$ 1.977.115,00","2022-01-30"]
[12989,"VALLA TIPO B PANEL DE BIENVENIDA EN MADERA PARA SENDEROS ECOLOGICOS ","UN","MOBILIARIO URBANO Y SEÑALIZAC.","860061089 - IDRD - PROYECCIÓN","19,00 %","$ 6.577.558,00","2022-01-30"]
[12990,"VALLA TIPO C-1 INTERPRETATIVA EN MADERA PARA SENDEROS ECOLOGICOS ","UN","MOBILIARIO URBANO Y SEÑALIZAC.","860061089 - IDRD - PROYECCIÓN","19,00 %","$ 2.460.730,00","2022-01-30"]
[12991,"VALLA TIPO C-2 INTERPRETATIVA EN MADERA PARA SENDEROS ECOLOGICOS ","UN","MOBILIARIO URBANO Y SEÑALIZAC.","860061089 - IDRD - PROYECCIÓN","19,00 %","$ 1.673.637,00","2022-01-30"]
[109183,"VALLA TOTEM (1x3m) 2CARAS- J.INFANT METROPOL 0.6LI","UN","PREFABRICADOS METALICOS","66665555555 - IDRD - MEDIA ARITMETICA DE COTIZACIONES","19,00 %","$ 914.700,00","2019-03-04"]
[12621,"Valla Totem dos caras H=3.00m  X 1.00m ","UN","MOBILIARIO URBANO Y SEÑALIZAC.","8956232 - IDRD - MEDIA ARMONICA COTIZACIONES","19,00 %","$ 2.966.985,00","2020-06-10"]
[100752,"VallaCerramienContraImpacto2.5m(Sum+Instal+Transp)","UN","CERRAMIENTOS","66665555555 - IDRD - MEDIA ARITMETICA DE COTIZACIONES","19,00 %","$ 3.398.343,00","2019-03-20"]
[103799,"VALLAS INSTRUCCIÓN 3 EJERCICIOS","UN","MOBILIARIO PARQUES",null,"0,00 %","0,00"]
[105986,"VallasObstáculosAtletisto- (3) Unid/Jgo-IAAF(Sumin","JGO","MOBILIARIO URBANO Y SEÑALIZAC.",null,"0,00 %","0,00"]
[105985,"VallasPistaAtletisto-80Unidades/Juego(Sumini) IAAF","JGO","MOBILIARIO URBANO Y SEÑALIZAC.",null,"0,00 %","0,00"]
[107626,"Vallvula compuerta BroncerRoscada Ø1\"(200psi)","UN","REGISTROS Y CHEQUES","860061089 - IDRD - PROYECCIÓN","19,00 %","$ 62.067,59","2022-01-24"]
[101796,"VALV. ANTIV. CROMO GRIVAL CORONA **","UN","APARATOS","860061089 - IDRD - PROYECCIÓN","19,00 %","$ 328.612,00","2022-06-07"]
[101838,"Valvula  compuerta Bronce Ø1-1/2\"Roscada (200Psi)","UN","REGISTROS Y CHEQUES","860061089 - IDRD - PROYECCIÓN","19,00 %","$ 103.278,41","2022-01-24"]
[106271,"VALVULA ALIVIO AGUA 1”X1” Pmin(175 Psi)","UN","ACCESORIOS HIDROSANITARIOS",null,"0,00 %","0,00"]
[106334,"VALVULA ALIVIO-AC (Ø11/2\")-300PSI","UN","REGISTROS Y CHEQUES",null,"0,00 %","0,00"]
[107206,"VALVULA ANGULAR PARA GABINETE DE 2 1/2\"","UN","RED CONTRA INCENDIO",null,"0,00 %","0,00"]
[104914,"VALVULA ANTIFRAUDE (3/4\")AGUA","UN","INST. HIDRAUL/SANIT. Y LAMINAS","860061089 - IDRD - PROYECCIÓN","19,00 %","$ 27.202,00","2022-01-31"]
[104271,"VALVULA ANTIVANDALICA ORINAL EMPOTRAR ALTA EFICIEN","UN","GRIFERIAS,APARATOS,ACCESORIOS",null,"0,00 %","0,00"]
[101005,"Valvula Antivandalica.Sanitario.AltaPresión.11/4\"","UN","GRIFERIAS,APARATOS,ACCESORIOS","860061089 - IDRD - PROYECCIÓN","19,00 %","$ 229.393,00","2023-03-29"]
[107029,"VALVULA BALANCEADORA DE FLUJO 1/2\"","UN","ACCESORIOS HIDROSANITARIOS",null,"0,00 %","0,00"]
[107032,"VALVULA BALANCEADORA DE FLUJO 2\"","UN","ACCESORIOS HIDROSANITARIOS",null,"0,00 %","0,00"]
[107031,"VALVULA BALANCEADORA DE FLUJO 3/4\"","UN","ACCESORIOS HIDROSANITARIOS",null,"0,00 %","0,00"]
[9415,"VALVULA BOLA P/MEDIDOR GAS 1\"","UN","INST. DE GAS",null,"0,00 %","0,00"]
[3828,"VALVULA BOLA P/MEDIDOR GAS 1/2\"","UN","INST. DE GAS",null,"0,00 %","0,00"]
[9414,"VALVULA BOLA P/MEDIDOR GAS 3/4\"","UN","INST. DE GAS",null,"0,00 %","0,00"]
[106653,"VÁLVULA CHEQUE CORTINA 1 1/4 - 250PSI EN BRONCE","UN","INST. HIDRAUL/SANIT. Y LAMINAS",null,"0,00 %","0,00"]
[105458,"VALVULA CHEQUE CORTINA Ø  3\"BRONCE-EXTREMO ROSCADO","UN","INST. HIDRAUL/SANIT. Y LAMINAS","860061089 - IDRD - PROYECCIÓN","19,00 %","$ 922.175,01","2022-01-31"]
[104763,"VALVULA CHEQUE Ø 1 1/2\" CORTINA HELBERT O SIMILAR","UN","INST. HIDRAUL/SANIT. Y LAMINAS",null,"0,00 %","0,00"]
[105341,"VALVULA CHEQUE Ø 1\" CORTINA","UN","INST. HIDRAUL/SANIT. Y LAMINAS","860061089 - IDRD - PROYECCIÓN","19,00 %","$ 45.233,01","2022-02-09"]
[104765,"VALVULA CHEQUE Ø 2 1/2\" CORTINA HELBERT","UN","INST. HIDRAUL/SANIT. Y LAMINAS",null,"0,00 %","0,00"]
[105563,"VALVULA CHEQUE Ø 2\" CON CORTINA PERFORADA","UN","INST. HIDRAUL/SANIT. Y LAMINAS",null,"0,00 %","0,00"]
[103642,"VALVULA CHEQUE Ø 2\" CORTINA HELVERT","UN","INST. HIDRAUL/SANIT. Y LAMINAS","860061089 - IDRD - PROYECCIÓN","19,00 %","$ 314.219,00","2022-01-31"]
[104769,"VALVULA CHEQUE Ø 4\" CORTINA S/MORMA ICONTEC","UN","INST. HIDRAUL/SANIT. Y LAMINAS","860061089 - IDRD - PROYECCIÓN","19,00 %","$ 941.037,01","2022-02-09"]
[100166,"Valvula compuert bridada d=2\" Usa A-216 WCB a/c **","UN","ACCESORIOS HIDROSANITARIOS","555555555555 - IDRD - MEDIANA DE COTIZACIONES","19,00 %","$ 505.548,00","2023-03-23"]
[100588,"Valvula compuert bridada d=3\" **","UN","ACCESORIOS HIDROSANITARIOS","860061089 - IDRD - PROYECCIÓN","19,00 %","$ 653.788,00","2022-01-27"]
[100167,"Valvula compuert bridada d=3\" Usa A-216 WCB a/c **","UN","ACCESORIOS HIDROSANITARIOS",null,"0,00 %","0,00"]
[100168,"Valvula compuert bridada d=4\" Usa A-216 WCB a/c **","UN","ACCESORIOS HIDROSANITARIOS",null,"0,00 %","0,00"]
[100991,"Valvula compuert Elástica Beta  d=6\" **","UN","ACCESORIOS HIDROSANITARIOS",null,"0,00 %","0,00"]
[100616,"Valvula compuert elástica extremo liso 3\"***","UN","ACCESORIOS HIDROSANITARIOS",null,"0,00 %","0,00"]
[107651,"Valvula compuerta de Bronce Ø2\"","UN","REGISTROS Y CHEQUES",null,"0,00 %","0,00"]
[104915,"VALVULA CORTINA (3/4\")AGUA (R.W.)","UN","INST. HIDRAUL/SANIT. Y LAMINAS",null,"0,00 %","0,00"]
[104291,"VALVULA DE ALIVIO 1/2\" -AMERICANA","UN","INST. HIDRAUL/SANIT. Y LAMINAS",null,"0,00 %","0,00"]
[106322,"VALVULA DE ALIVIO ACERO/BRONCE Ø11/2”-200PSI-AGUA","UN","MISCELANEA",null,"0,00 %","0,00"]
[103901,"VALVULA DE ALIVIO Ø2\" (AIRE Y AGUA) Bronce/Acero","UN","INST. HIDRAUL/SANIT. Y LAMINAS","66665555555 - IDRD - MEDIA ARITMETICA DE COTIZACIONES","19,00 %","$ 533.289,00","2019-03-15"]
[102328,"VÁLVULA DE ALIVIO PARA EL TANQUE - CEFE COMETAS","UN","EQUIPOS PRESION Y BOMBAS","77777777777 - CONTRATO CONSULTORIA CEFE COMETAS","19,00 %","$ 267.241,00","2019-07-15"]
[109084,"VALVULA DE BOLA 1 \"","UN","MISCELANEA",null,"0,00 %","0,00"]
[109083,"VALVULA DE BOLA 1 1/2\"","UN","INST. HIDRAUL/SANIT. Y LAMINAS","89585454444 - CONTRATO CONSULTORIA CDRC 2","19,00 %","$ 152.204,61","2019-10-10"]
[100050,"Valvula de bola acero d=2\"  **","UN","ACCESORIOS HIDROSANITARIOS",null,"0,00 %","0,00"]
[100165,"Valvula de bola acero d=2\" Usa A-216 WCB a/c **","UN","ACCESORIOS HIDROSANITARIOS","8956232 - IDRD - MEDIA ARMONICA COTIZACIONES","19,00 %","$ 121.321,00","2023-03-23"]
[100164,"Valvula de bola acero d=3\" Usa A-216 WCB a/c **","UN","ACCESORIOS HIDROSANITARIOS",null,"0,00 %","0,00"]
[105931,"VALVULA DE BOLA DE 4\"","UN","MISCELANEA","8956232 - IDRD - MEDIA ARMONICA COTIZACIONES","19,00 %","$ 803.456,00","2019-08-02"]
[103638,"Válvula de bola gas 1 1/2\"","UN","MISCELANEA",null,"0,00 %","0,00"]
[103641,"Válvula de bola gas 2\"","UN","MISCELANEA","860061089 - IDRD - PROYECCIÓN","19,00 %","$ 150.825,00","2022-02-09"]
[106268,"VALVULA DE BOLA LISTADA 3” Pmin(175 Psi)","UN","ACCESORIOS HIDROSANITARIOS",null,"0,00 %","0,00"]
[107060,"VÁLVULA DE BOLA PVC 1 1/2\" (MONORADIAL LISA)","UN","ACCESORIOS HIDROSANITARIOS",null,"0,00 %","0,00"]
[107063,"VÁLVULA DE BOLA PVC 3\" (MONORADIAL LISA)","UN","ACCESORIOS HIDROSANITARIOS","47874222222 - CONTRATO CONSULTORIA CDRC 1","19,00 %","$ 185.068,00","2019-09-30"]
[107065,"VÁLVULA DE BOLA PVC 4\" (MONORADIAL LISA)","UN","ACCESORIOS HIDROSANITARIOS",null,"0,00 %","0,00"]
[102163,"VALVULA DE COMPTA REDWHITE ROSCADO 3\" CDRC Cometas","UN","MISCELANEA","77777777777 - CONTRATO CONSULTORIA CEFE COMETAS","19,00 %","$ 424.478,00","2019-07-10"]
[102453,"VÁLVULA DE COMPUERTA 1 PULGADA","UN","FERRETERIA","860061089 - IDRD - PROYECCIÓN","19,00 %","$ 39.027,00","2022-01-30"]
[102346,"Válvula de Compuerta 3/4\" Bronce PN 16 Bar","UN","REGISTROS Y CHEQUES","860061089 - IDRD - PROYECCIÓN","19,00 %","$ 63.350,88","2022-01-24"]
[102123,"VÁLVULA DE COMPUERTA D= 1/2\"","UN","MISCELANEA","66665555555 - IDRD - MEDIA ARITMETICA DE COTIZACIONES","19,00 %","$ 32.945,00","2019-07-08"]
[102167,"VALVULA DE COMPUERTA DE 1-1/4\" CDRC Cometas","UN","MISCELANEA","77777777777 - CONTRATO CONSULTORIA CEFE COMETAS","19,00 %","$ 199.900,00","2019-07-10"]
[102455,"VÁLVULA DE COMPUERTA DIÁMETRO 1/2\"","UN","FERRETERIA","860061089 - IDRD - PROYECCIÓN","19,00 %","$ 20.596,00","2022-01-30"]
[101510,"Valvula de Compuerta Ø1 1/4\"BronceRoscada (200psi)","UN","INST. HIDRAUL/SANIT. Y LAMINAS","860061089 - IDRD - PROYECCIÓN","19,00 %","$ 156.733,00","2022-01-31"]
[108955,"VÁLVULA DE DRENAJE Y PRUEBA 1 1/2\"-A","UN","INST. HIDRAUL/SANIT. Y LAMINAS",null,"0,00 %","0,00"]
[107199,"VÁLVULA DE DRENAJE Y PRUEBA 1 1/2\"-B","UN","RED CONTRA INCENDIO",null,"0,00 %","0,00"]
[100063,"Valvula de globo acero 150 lbs d=10\"  bridada **","UN","ACCESORIOS HIDROSANITARIOS",null,"0,00 %","0,00"]
[100061,"Valvula de globo acero 150 lbs d=4\"  **","UN","ACCESORIOS HIDROSANITARIOS",null,"0,00 %","0,00"]
[100038,"Valvula de globo acero 150 lbs d=6\"  **","UN","ACCESORIOS HIDROSANITARIOS",null,"0,00 %","0,00"]
[100062,"Valvula de globo acero 150 lbs d=8\"  **","UN","ACCESORIOS HIDROSANITARIOS",null,"0,00 %","0,00"]
[106307,"VALVULA DE GLOBO Ø 1\"  (200PSI)","UN","REGISTROS Y CHEQUES",null,"0,00 %","0,00"]
[106306,"VALVULA DE GLOBO Ø 2\"(200PSI)","UN","REGISTROS Y CHEQUES",null,"0,00 %","0,00"]
[106323,"VALVULA DE GLOBO Ø21/2” (200PSI)","UN","REGISTROS Y CHEQUES","860061089 - IDRD - PROYECCIÓN","19,00 %","$ 592.062,41","2022-01-24"]
[107500,"VALVULA DE LIBERACION DE VACIO PISCINA","UN","PISCINAS","47874222222 - CONTRATO CONSULTORIA CDRC 1","19,00 %","$ 1.963.500,00","2019-04-25"]
[106335,"VALVULA DE PASO DIRECTO (1 1/2\") TIPO PESADA","UN","REGISTROS Y CHEQUES","860061089 - IDRD - PROYECCIÓN","19,00 %","$ 170.597,42","2022-01-24"]
[107785,"VÁLVULA DE PEDAL PARA (2) AGUAS","UN","EQUIPOS PARA COCINA",null,"0,00 %","0,00"]
[104440,"VALVULA DE PIE DE 4\"BRONCE + CANASTILLA -150 PSI","UN","INST. HIDRAUL/SANIT. Y LAMINAS","860061089 - IDRD - PROYECCIÓN","19,00 %","$ 1.039.108,00","2022-01-31"]
[104767,"VALVULA DE PIE DE 6\"+CANASTILLA HELBERT O SIMILAR","UN","INST. HIDRAUL/SANIT. Y LAMINAS","860061089 - IDRD - PROYECCIÓN","19,00 %","$ 2.143.510,00","2022-01-31"]
[105632,"VALVULA DE PIE EN ACERO INOXIDABLE DE 11/2\"","UN","INST. HIDRAUL/SANIT. Y LAMINAS",null,"0,00 %","0,00"]
[105633,"VALVULA DE PIE EN ACERO INOXIDABLE DE 21/2\"","UN","INST. HIDRAUL/SANIT. Y LAMINAS",null,"0,00 %","0,00"]
[105559,"VALVULA DE PIE Ø 1” cuerpo bronce Malla metalica","UN","INST. HIDRAUL/SANIT. Y LAMINAS","860061089 - IDRD - PROYECCIÓN","19,00 %","$ 75.511,00","2022-01-31"]
[105434,"VALVULA DE PIE Ø 2\"BRONCE(125-150)PSI CANAST-METAL","UN","INST. HIDRAUL/SANIT. Y LAMINAS","860061089 - IDRD - PROYECCIÓN","19,00 %","$ 237.895,01","2022-02-09"]
[105437,"VALVULA DE PIE Ø1\"BRONCE(125-150PSI)CANAST-METALIC","UN","INST. HIDRAUL/SANIT. Y LAMINAS","860061089 - IDRD - PROYECCIÓN","19,00 %","$ 75.511,00","2022-01-31"]
[105435,"VALVULA DE PIE Ø11/2\"BRONCE(125-150)PSI CANAST-MET","UN","INST. HIDRAUL/SANIT. Y LAMINAS","860061089 - IDRD - PROYECCIÓN","19,00 %","$ 153.160,00","2022-01-31"]
[105436,"VALVULA DE PIE Ø11/4\"BRONCE(125-150)PSI CANAST-MET","UN","INST. HIDRAUL/SANIT. Y LAMINAS","860061089 - IDRD - PROYECCIÓN","19,00 %","$ 115.410,00","2022-01-31"]
[2050,"VALVULA DE PIE PRESION 1¼\"","UN","ACCESORIOS HIDROSANITARIOS",null,"0,00 %","0,00"]
[104450,"VALVULA DE PIEØ 3\"BRONCE(125-150PSI)CANAST-METALIC","UN","INST. HIDRAUL/SANIT. Y LAMINAS","860061089 - IDRD - PROYECCIÓN","19,00 %","$ 451.787,00","2022-01-31"]
[2776,"VALVULA DE SEGURIDAD BOLA PARA GAS CU  DE ½","UN","INST. DE GAS",null,"0,00 %","0,00"]
[105560,"VALVULA DOBLE COMPUERTA ELAS. 2\" (Ver descripción)","UN","INST. HIDRAUL/SANIT. Y LAMINAS",null,"0,00 %","0,00"]
[105561,"VALVULA DOBLE COMPUERTA ELAS. 3\" (Ver descripción)","UN","INST. HIDRAUL/SANIT. Y LAMINAS",null,"0,00 %","0,00"]
[105562,"VALVULA DOBLE COMPUERTA ELAS. 4\" (Ver descripción)","UN","INST. HIDRAUL/SANIT. Y LAMINAS",null,"0,00 %","0,00"]
[880,"VALVULA ENTRADA ATLANTIS GRIVAL","UN","ACCESORIOS HIDROSANITARIOS",null,"0,00 %","0,00"]
[109082,"VALVULA EXPULSADORA DE AIRE 1 \"","UN","INST. HIDRAUL/SANIT. Y LAMINAS",null,"0,00 %","0,00"]
[109080,"VALVULA EXPULSADORA DE AIRE 1 1/2\"","UN","INST. HIDRAUL/SANIT. Y LAMINAS",null,"0,00 %","0,00"]
[108110,"VALVULA EXPULSADORA DE AIRE 1\"","UN","INST. HIDRAUL/SANIT. Y LAMINAS",null,"0,00 %","0,00"]
[106324,"VALVULA EXPULSADORA DE AIRE Ø3/4”(BRONCE)-300PSI","UN","REGISTROS Y CHEQUES","860061089 - IDRD - PROYECCIÓN","19,00 %","$ 25.279,00","2020-01-09"]
[107187,"VÁLVULA EXPULSORA DE AIRE 3/4\"","UN","RED CONTRA INCENDIO",null,"0,00 %","0,00"]
[104774,"Valvula flotador 1\"(valvula+varilla+bola bronce)","UN","REGISTROS Y CHEQUES","8956232 - IDRD - MEDIA ARMONICA COTIZACIONES","19,00 %","$ 203.203,00","2023-03-23"]
[104747,"VALVULA FLOTADOR ROSCADA Ø3\"COMPLETA","UN","REGISTROS Y CHEQUES","8956232 - IDRD - MEDIA ARMONICA COTIZACIONES","19,00 %","$ 1.407.676,00","2023-03-31"]
[104782,"VALVULA FLOTADORA COMPLETA.BOLA COBRE(3\") HELBERT","UN","REGISTROS Y CHEQUES",null,"0,00 %","0,00"]
[102734,"Valvula flotadora sola d=1/2\"Helbert o similar","UN","ACCESORIOS HIDROSANITARIOS",null,"0,00 %","0,00"]
[4054,"VALVULA GAS MEDIA MARIPOSA SEGURO P/T","UN","INST. DE GAS",null,"0,00 %","0,00"]
[104802,"Valvula Inst. sanitaria tipo push REF: 7512500001","UN","GRIFERIAS,APARATOS,ACCESORIOS",null,"0,00 %","0,00"]
[104503,"Válvula Institu. Sanitario Antivandalica Ref.75127 tipo push","UN","GRIFERIA","860061089 - IDRD - PROYECCIÓN","19,00 %","$ 349.085,00","2022-01-31"]
[632,"VALVULA LAVADERO 2\"","UN","GRIFERIAS,APARATOS,ACCESORIOS",null,"0,00 %","0,00"]
[106270,"VALVULA MARIPOSA EXTRE. RANURA.UL/FM 6”Pmin(175psi","UN","ACCESORIOS HIDROSANITARIOS","8956232 - IDRD - MEDIA ARMONICA COTIZACIONES","19,00 %","$ 754.793,00","2019-11-15"]
[106266,"VALVULA MARIPOSA EXTRE.RANUR.UL/FM21/2”Pmi(175psi)","UN","ACCESORIOS HIDROSANITARIOS",null,"0,00 %","0,00"]
[106265,"VALVULA MARIPOSA EXTREM. RANURA UL/FM2”Pmin(175psi","UN","ACCESORIOS HIDROSANITARIOS",null,"0,00 %","0,00"]
[103449,"VALVULA MARIPOSA EXTREMO RANURADO Ø4\"","UN","REGISTROS Y CHEQUES","860061089 - IDRD - PROYECCIÓN","19,00 %","$ 803.776,65","2022-01-24"]
[107704,"Valvula mariposa -Ø 21/2\"","UN","INST. HIDRAUL/SANIT. Y LAMINAS",null,"0,00 %","0,00"]
[107713,"Valvula mariposa -Ø 3\"","UN","INST. HIDRAUL/SANIT. Y LAMINAS",null,"0,00 %","0,00"]
[107609,"Valvula mariposa -Ø 4\"","UN","INST. HIDRAUL/SANIT. Y LAMINAS","47874222222 - CONTRATO CONSULTORIA CDRC 1","19,00 %","$ 478.418,00","2019-10-02"]
[107573,"Valvula mariposa -Ø 6\"","UN","INST. HIDRAUL/SANIT. Y LAMINAS","860061089 - IDRD - PROYECCIÓN","19,00 %","$ 468.457,01","2022-01-31"]
[102053,"Válvula Mariposa PVC Ø6\" CRDC COMETAS","UN","PISCINAS","6555555555 - IDRD - MENOR VALOR   DE COTIZACIONES","19,00 %","$ 258.000,00","2019-07-04"]
[12951,"VALVULA MARIPOSA TIPO WAFER ACERO 6\"","UN","PISCINAS","860061089 - IDRD - PROYECCIÓN","19,00 %","$ 460.871,01","2022-01-31"]
[104511,"Valvula Mezcladora Ducha Ref. 4-AA-00000906","UN","GRIFERIA",null,"0,00 %","0,00"]
[104504,"Valvula Orinal Antivand. tipo push Ref. 751290001","UN","GRIFERIA","860061089 - IDRD - PROYECCIÓN","19,00 %","$ 387.915,00","2023-03-28"]
[108087,"VÁLVULA PASO DIRECTO 3/4\"","UN","ACCESORIOS HIDROSANITARIOS",null,"0,00 %","0,00"]
[104797,"VALVULA PLASTIC. VENTILACION 2\"- 145PSI- VENTOSA C","UN","REGISTROS Y CHEQUES",null,"0,00 %","0,00"]
[2395,"VALVULA POZUELO 2 ½\" S/sosco","UN","TUBERIA SUBT,REJILLAS,SUMIDER.",null,"0,00 %","0,00"]
[2372,"VALVULA POZUELO 2 ½\"x1¼\"C/sosco","UN","TUBERIA SUBT,REJILLAS,SUMIDER.",null,"0,00 %","0,00"]
[2432,"VALVULA POZUELO VP-2 1/2\"   Br.","UN","TUBERIA SUBT,REJILLAS,SUMIDER.",null,"0,00 %","0,00"]
[105395,"VALVULA PRUEBA-DRENAJE 1\" BR C-VISOR UL-FM","UN","REGISTROS Y CHEQUES",null,"0,00 %","0,00"]
[631,"VALVULA Regul. ½\" Metal GRIVAL","UN","GRIFERIAS,APARATOS,ACCESORIOS",null,"0,00 %","0,00"]
[879,"VALVULA Regul. ½\" Plast GRIVAL","UN","ACCESORIOS HIDROSANITARIOS",null,"0,00 %","0,00"]
[102563,"Valvula Selenoide d=2\"(Suministro). **","UN","ACCESORIOS HIDROSANITARIOS","860061089 - IDRD - PROYECCIÓN","19,00 %","$ 879.663,01","2023-03-21"]
[105946,"VALVULA SOLENOIDES DE 2\"","UN","EQUIPOS ESPECIALES",null,"0,00 %","0,00"]
[108125,"VÁLVULA TIPO BOLA GAS 1 1/4\"","UN","MISCELANEA",null,"0,00 %","0,00"]
[106267,"VALVULA VASTAGO ASCEND.TIPOOS&YUL/FM 6”(175psi)","UN","ACCESORIOS HIDROSANITARIOS","860061089 - IDRD - PROYECCIÓN","19,00 %","$ 1.462.264,00","2020-01-09"]
[108810,"Valvula.Filtro.Motobomba.Intercambia22a26+28VerDes","GL","Alfombra",null,"0,00 %","0,00"]
[104187,"VALVULA/REGISTRO BOLA  Ø 1\" (MANIJA - METALICA)","UN","INST. HIDRAUL/SANIT. Y LAMINAS","860061089 - IDRD - PROYECCIÓN","19,00 %","$ 42.777,00","2022-01-31"]
[103223,"VALVULA/REGISTRO BOLA Ø2 EN BRONCE DE 175 PSI","UN","REGISTROS Y CHEQUES","860061089 - IDRD - PROYECCIÓN","19,00 %","$ 132.377,78","2022-01-24"]
[104549,"VALVULA/REGISTRO DE BOLA Ø 1/2\"(MANIJA - METALICA)","UN","REGISTROS Y CHEQUES","860061089 - IDRD - PROYECCIÓN","19,00 %","$ 18.008,21","2022-01-24"]
[106269,"ValvulaAngularDrenaje/pruebaVictaulicRosc1\"(175psi","UN","ACCESORIOS HIDROSANITARIOS",null,"0,00 %","0,00"]
[101897,"VálvulaBolaPVCØ3\"CON2Universal-CRDC-Cometas","UN","PISCINAS","77777777777 - CONTRATO CONSULTORIA CEFE COMETAS","19,00 %","$ 450.000,00","2019-04-24"]
[108837,"ValvulaCompuertaVastagoAscendenteØ10\"S/EspecifiCDR","UN","ELEMENTOS DE SEGURIDAD",null,"0,00 %","0,00"]
[108789,"ValvulaCompuertaVastagoAscendenteØ8\"S/EspecifiCDRC","UN","ELEMENTOS DE SEGURIDAD",null,"0,00 %","0,00"]
[105822,"VálvulaMariposa 10\"x150psiHierroCortiAcero316+pint","UN","ACCESORIOS HIDROSANITARIOS","860061089 - IDRD - PROYECCIÓN","19,00 %","$ 1.181.465,00","2022-01-28"]
[105823,"VálvulaMariposa 8\"X150HierroCortiAceroInox316+Pint","UN","ACCESORIOS HIDROSANITARIOS",null,"0,00 %","0,00"]
[101851,"ValvulaSelenoideBronce1\"(24vol)cerradaUsoGeneral Cefe Cometas","UN","REGISTROS Y CHEQUES","555555555555 - IDRD - MEDIANA DE COTIZACIONES","19,00 %","$ 1.166.200,00","2019-07-08"]
[104321,"VARA CORREDOR D=8CM (L=3M)","UN","MADERAS","860061089 - IDRD - PROYECCIÓN","5,00 %","$ 7.208,00","2022-02-10"]
[104322,"VARA DE CLAVO (Ø 4-5CM) L=3.00M","UN","MADERAS",null,"0,00 %","0,00"]
[2672,"VARA DE CLAVO (Ø4 -5cm) L=6 METROS.","ML","MADERAS","860061089 - IDRD - PROYECCIÓN","19,00 %","$ 2.150,00","2023-03-24"]
[963,"VARA DE CORREDOR L= 6 M.","ML","MADERAS",null,"0,00 %","0,00"]
[175,"VARA DE LIMATON  L=4 M.","ML","MADERAS",null,"0,00 %","0,00"]
[920,"VARA DE LIMATON  L=6 M.","ML","MADERAS","8956232 - IDRD - MEDIA ARMONICA COTIZACIONES","5,00 %","$ 3.384,00","2022-06-13"]
[103646,"VARA ROLLIZA EN PINO PATULA INMUNIZ Ø 10CM L=2.50M","UN","MADERAS","860061089 - IDRD - PROYECCIÓN","19,00 %","$ 33.693,01","2022-02-10"]
[103647,"VARA ROLLIZA EN PINO PATULA INMUNIZ Ø 9CM L=3.00M","UN","MADERAS","860061089 - IDRD - PROYECCIÓN","19,00 %","$ 43.362,01","2022-02-10"]
[10726,"VARA ROLLIZA EUCALIPTO 10 cm L= 3.00 m","UN","MADERAS","8956232 - IDRD - MEDIA ARMONICA COTIZACIONES","19,00 %","$ 51.000,00","2022-06-29"]
[108719,"Variador de frecuencia  1 HP","UN","SISTEMAS VENTILACION",null,"0,00 %","0,00"]
[108717,"Variador de frecuencia  2 HP","UN","SISTEMAS VENTILACION",null,"0,00 %","0,00"]
[108711,"Variador de frecuencia 3 HP","UN","SISTEMAS VENTILACION",null,"0,00 %","0,00"]
[108706,"Variador de frecuencia 5 HP","UN","SISTEMAS VENTILACION",null,"0,00 %","0,00"]
[108713,"Variador de frecuencia 7,5 HP","UN","SISTEMAS VENTILACION",null,"0,00 %","0,00"]
[108206,"VARIADOR DE FRECUENCIA PARA MOTOR DE 1.5 HP @ 220/","UN","SISTEMAS VENTILACION",null,"0,00 %","0,00"]
[107408,"VARIADOR DE FRECUENCIA PARA MOTOR DE 10 HP","UN","SISTEMAS VENTILACION",null,"0,00 %","0,00"]
[108510,"VARIADOR DE FRECUENCIA PARA MOTOR DE 10 HP @ 220/3","UN","SISTEMAS VENTILACION",null,"0,00 %","0,00"]
[108167,"VARIADOR DE FRECUENCIA PARA MOTOR DE 15 HP @ 220/3","UN","SISTEMAS VENTILACION",null,"0,00 %","0,00"]
[108207,"VARIADOR DE FRECUENCIA PARA MOTOR DE 5 HP @ 220/3/","UN","SISTEMAS VENTILACION","89585454444 - CONTRATO CONSULTORIA CDRC 2","19,00 %","$ 5.781.934,00","2019-09-09"]
[108934,"Variador de velocidad para 10 HP","UN","SISTEMAS VENTILACION",null,"0,00 %","0,00"]
[108205,"VARIADOR FRECUENCIA PARA MOTOR DE 1 HP @ 220/3/60","UN","SISTEMAS VENTILACION","89585454444 - CONTRATO CONSULTORIA CDRC 2","19,00 %","$ 3.237.841,00","2019-09-09"]
[103147,"VARILLA 1/2\" CUADRADA","ML","MISCELANEA",null,"0,00 %","0,00"]
[103108,"VARILLA ANCLAJE  5/8\" X 1.80 HIERRO","UN","ACEROS Y HIERROS","9878965 - DIACO GIERDAU","16,00 %","$ 7.751,00","2019-03-28"]
[100953,"VARILLA ANCLAJE 1/2\" X0,15M soldadda a angulo","UN","ACEROS,HIERROS/MALLAS,CERCHAS","860061089 - IDRD - PROYECCIÓN","19,00 %","$ 5.683,00","2022-01-28"]
[3728,"VARILLA ANCLAJE 3/4\" X2M","UN","ACEROS,HIERROS/MALLAS,CERCHAS",null,"0,00 %","0,00"]
[7004,"VARILLA CORRUGADA 1/4\" X 6M","UN","ACEROS,HIERROS/MALLAS,CERCHAS","860061089 - IDRD - PROYECCIÓN","19,00 %","$ 8.778,00","2022-01-28"]
[7006,"VARILLA CORRUGADA 12MM X 6M","UN","ACEROS,HIERROS/MALLAS,CERCHAS",null,"0,00 %","0,00"]
[7005,"VARILLA CORRUGADA 3/8\" X 6M","UN","ACEROS,HIERROS/MALLAS,CERCHAS","860061089 - IDRD - PROYECCIÓN","19,00 %","$ 20.038,01","2022-01-28"]
[1328,"VARILLA CORRUGADA DE 1'' 60.000 Lbs X 6 Mts","UN","ACEROS,HIERROS/MALLAS,CERCHAS",null,"0,00 %","0,00"]
[1331,"VARILLA CORRUGADA DE 3/8 X 6 ML","UN","ACEROS,HIERROS/MALLAS,CERCHAS","860061089 - IDRD - PROYECCIÓN","19,00 %","$ 14.750,00","2023-03-29"]
[1333,"VARILLA CORRUGADA DE 5/8'' 60,000 lbs X 6 MTS","UN","ACEROS,HIERROS/MALLAS,CERCHAS",null,"0,00 %","0,00"]
[100962,"VARILLA CUADRADA 1\"X1\"","ML","ACEROS Y HIERROS",null,"0,00 %","0,00"]
[787,"VARILLA CW 5/8\" X 2.40 M EN COBRE","UN","CAJAS, ARMARIOS, TABLEROS","860061089 - IDRD - PROYECCIÓN","19,00 %","$ 215.280,00","2023-03-24"]
[102496,"Varilla de  3/8\" Zincada (Sumin) **","ML","OTROS PREFABRICADOS",null,"0,00 %","0,00"]
[102508,"VARILLA DE COBRE 5/8\" x 2.40 M","UN","INST. ELECTRICAS","860061089 - IDRD - PROYECCIÓN","19,00 %","$ 185.681,00","2022-01-31"]
[101624,"Varilla Franklin 1/2\"X0,6 m Cob-Cob con base Cobre","UN","ACEROS Y HIERROS","860061089 - IDRD - PROYECCIÓN","19,00 %","$ 167.662,00","2023-03-29"]
[1849,"VARILLA LISA DE 1 1/4\" Y 3/8\"","KG","ACEROS Y HIERROS",null,"0,00 %","0,00"]
[1745,"VARILLA LISA DE 1/4\" A 1\"","KG","ACEROS Y HIERROS",null,"0,00 %","0,00"]
[101009,"VARILLA LISA DE 3/4\"(A-36) Igual a 000023 HIERRO A-36 Liso/Rect  3/4\"","ML","ACEROS Y HIERROS","555555555555 - IDRD - MEDIANA DE COTIZACIONES","19,00 %","$ 10.576,01","2023-03-02"]
[108134,"VARILLA ROSCADA 1/4\"","ML","SISTEMAS VENTILACION",null,"0,00 %","0,00"]
[102975,"VARILLA ROSCADA 3/4\" (1M) (Mobiliario Parques)","UN","MOBILIARIO PARQUES","860061089 - IDRD - PROYECCIÓN","19,00 %","$ 18.937,01","2023-03-24"]
[104061,"VARILLA ROSCADA 3/8\" ZINCADA","ML","CERRADURAS Y HERRAJES","8956232 - IDRD - MEDIA ARMONICA COTIZACIONES","19,00 %","$ 3.600,00","2020-01-16"]
[107209,"VARILLA ROSCADA 5/8\"","ML","SISTEMAS VENTILACION","47874222222 - CONTRATO CONSULTORIA CDRC 1","19,00 %","$ 3.050,01","2019-07-04"]
[1074,"VARSOL PHILAAC   DISOLVENTES ESMALTES ALQUIDICOS","GLN","PINTURAS","860061089 - IDRD - PROYECCIÓN","19,00 %","$ 35.050,00","2022-01-31"]
[101212,"Vegetación Arbustiva Rastrera","M2","MISCELANEA",null,"0,00 %","0,00"]
[100846,"Vehículo con Capacidad Mayor a 3 Ton.","MES","EQUIPO ALQUILER Y MAQUINARIA",null,"0,00 %","0,00"]
[100834,"Vehículo de transporte de 1300 a 2000cc.","MES","EQUIPO ALQUILER Y MAQUINARIA",null,"0,00 %","0,00"]
[100845,"Vehículo de transporte Mayores a 2000cc.","MES","EQUIPO ALQUILER Y MAQUINARIA",null,"0,00 %","0,00"]
[13027,"Velcro enrollo para instalaciones eléctricas","RLL","FERRETERIA Y HERRAMIENTAS","860061089 - IDRD - PROYECCIÓN","19,00 %","$ 26.516,00","2022-01-30"]
[105857,"VELETA(0.08X0.25M)Lam.Cal.18+Impres.Alta+ViniloAdh","UN","MISCELANEA","860061089 - IDRD - PROYECCIÓN","19,00 %","$ 49.544,00","2023-03-24"]
[104668,"Vent Alum Tub4\"x1.3/4\"Corred Vid Lam 3+3 SquashUDS","M2","VENTANERIA",null,"0,00 %","0,00"]
[1021,"VENTANA  ALUMINIO FIJA    38 - 31","M2","PUERTAS Y VENTANAS ALUM Y LAM","860061089 - IDRD - PROYECCIÓN","19,00 %","$ 169.932,01","2022-01-24"]
[107091,"Ventana  Aluminio V-05(4.54x2.35m)+Vidrio s/Des.Te","UN","PUERTAS Y VENTANAS ALUM Y LAM",null,"0,00 %","0,00"]
[107092,"Ventana  Aluminio V-06(3.74x2.35m)+Vidrio s/Des.Te","UN","PUERTAS Y VENTANAS ALUM Y LAM",null,"0,00 %","0,00"]
[107093,"Ventana  Aluminio V-07(1.80x2.35m)+Vidrio s/Des.Te","UN","PUERTAS Y VENTANAS ALUM Y LAM",null,"0,00 %","0,00"]
[107115,"Ventana  Aluminio V-09(1.20x2.85m)+Vidrio s/Des","UN","PUERTAS Y VENTANAS ALUM Y LAM",null,"0,00 %","0,00"]
[107225,"Ventana  Aluminio V-10(11.00x3.30m)+Vidrio s/Des","UN","PUERTAS Y VENTANAS ALUM Y LAM",null,"0,00 %","0,00"]
[107226,"Ventana  Aluminio V-11(27.14x2.30m)+Vidrio s/Des","UN","PUERTAS Y VENTANAS ALUM Y LAM",null,"0,00 %","0,00"]
[107229,"Ventana  Aluminio V-12(8.40x3.20m)+Vidrio s/Des","UN","PUERTAS Y VENTANAS ALUM Y LAM",null,"0,00 %","0,00"]
[107230,"Ventana  Aluminio V-13(3.93x3.30m)+Vidrio s/Des","UN","PUERTAS Y VENTANAS ALUM Y LAM",null,"0,00 %","0,00"]
[107231,"Ventana  Aluminio V-14(2.98x3.30m)+Vidrio s/Des","UN","PUERTAS Y VENTANAS ALUM Y LAM",null,"0,00 %","0,00"]
[107232,"Ventana  Aluminio V-15(3.82x2.00m)+Vidrio s/Des","UN","PUERTAS Y VENTANAS ALUM Y LAM",null,"0,00 %","0,00"]
[107233,"Ventana  Aluminio V-16(2.0x2.30m)+Vidrio s/Des","UN","PUERTAS Y VENTANAS ALUM Y LAM",null,"0,00 %","0,00"]
[107234,"Ventana  Aluminio V-17(2.75x0.70m)+Vidrio s/Des","UN","PUERTAS Y VENTANAS ALUM Y LAM",null,"0,00 %","0,00"]
[107235,"Ventana  Aluminio V-18(2.30x3.20m)+Vidrio s/Des","UN","PUERTAS Y VENTANAS ALUM Y LAM",null,"0,00 %","0,00"]
[107236,"Ventana  Aluminio V-19(0.70x1.35m)+Vidrio s/Des","UN","PUERTAS Y VENTANAS ALUM Y LAM",null,"0,00 %","0,00"]
[107249,"Ventana  Aluminio V-20(4.10x0.70m)persiana-s/Des","UN","PUERTAS Y VENTANAS ALUM Y LAM","860061089 - IDRD - PROYECCIÓN","19,00 %","$ 1.119.432,00","2022-06-07"]
[107250,"Ventana  Aluminio V-21(8.90x0.65m)Persiana s/Des","UN","PUERTAS Y VENTANAS ALUM Y LAM",null,"0,00 %","0,00"]
[107251,"Ventana  Aluminio V-22(8.50x1.10m)Persiana s/Des","UN","PUERTAS Y VENTANAS ALUM Y LAM",null,"0,00 %","0,00"]
[107253,"Ventana  Aluminio V-23(9.05x0.65m)Persiana s/Des","UN","PUERTAS Y VENTANAS ALUM Y LAM",null,"0,00 %","0,00"]
[107255,"Ventana  Aluminio V-24(8.20x1.10m)+Vidrio s/Des","UN","PUERTAS Y VENTANAS ALUM Y LAM",null,"0,00 %","0,00"]
[107256,"Ventana  Aluminio V-25(8.50x0.70m)Persiana s/Descr","UN","PUERTAS Y VENTANAS ALUM Y LAM",null,"0,00 %","0,00"]
[107259,"Ventana  Aluminio V-26(4.66x0.70m)Persiana s/Descr","UN","PUERTAS Y VENTANAS ALUM Y LAM",null,"0,00 %","0,00"]
[107261,"Ventana  Aluminio V-27(8.85x0.65m)Persiana s/Descr","UN","PUERTAS Y VENTANAS ALUM Y LAM",null,"0,00 %","0,00"]
[107282,"Ventana  Aluminio V-28(8.41x0.70m)Persiana s/Descr","UN","PUERTAS Y VENTANAS ALUM Y LAM",null,"0,00 %","0,00"]
[107283,"Ventana  Aluminio V-29(4.65x2.64m)+Vidrio s/Descr","UN","PUERTAS Y VENTANAS ALUM Y LAM",null,"0,00 %","0,00"]
[107284,"Ventana  Aluminio V-30(23.62x0.65m)Persianas/Descr","UN","PUERTAS Y VENTANAS ALUM Y LAM",null,"0,00 %","0,00"]
[107285,"Ventana  Aluminio V-31(31.53x0.65m)Persianas/Descr","UN","PUERTAS Y VENTANAS ALUM Y LAM",null,"0,00 %","0,00"]
[107286,"Ventana  Aluminio V-32(19.04x0.65m)Persianas/Descr","UN","PUERTAS Y VENTANAS ALUM Y LAM",null,"0,00 %","0,00"]
[107287,"Ventana  Aluminio V-33(7.75x0.65m)Persianas/Descr","UN","PUERTAS Y VENTANAS ALUM Y LAM",null,"0,00 %","0,00"]
[107288,"Ventana  Aluminio V-34(8.40x0.65m)Persianas/Descr","UN","PUERTAS Y VENTANAS ALUM Y LAM",null,"0,00 %","0,00"]
[107289,"Ventana  Aluminio V-35(0.92x2.40m)+Vidrio/Descr","UN","PUERTAS Y VENTANAS ALUM Y LAM",null,"0,00 %","0,00"]
[107290,"Ventana  Aluminio V-36(8.50x1.10m)+Vidrio/Descr","UN","PUERTAS Y VENTANAS ALUM Y LAM",null,"0,00 %","0,00"]
[107291,"Ventana  Aluminio V-38(2.11x0.70m)Persiana/Descr","UN","PUERTAS Y VENTANAS ALUM Y LAM",null,"0,00 %","0,00"]
[107292,"Ventana  Aluminio V-39(3.87x0.70m)Persiana/Descr","UN","PUERTAS Y VENTANAS ALUM Y LAM",null,"0,00 %","0,00"]
[107293,"Ventana  Aluminio V-40(1.0x0.70m)Persiana/Descr","UN","PUERTAS Y VENTANAS ALUM Y LAM",null,"0,00 %","0,00"]
[107294,"Ventana  Aluminio V-41(3.0x3.20m)+Vidrio/Descr","UN","PUERTAS Y VENTANAS ALUM Y LAM",null,"0,00 %","0,00"]
[107295,"Ventana  Aluminio V-42(3.88x3.20m)+Vidrio/Descr","UN","PUERTAS Y VENTANAS ALUM Y LAM",null,"0,00 %","0,00"]
[107298,"Ventana  Aluminio V-43(0.92x2.40m)+Vidrio/Descr3","UN","PUERTAS Y VENTANAS ALUM Y LAM",null,"0,00 %","0,00"]
[107299,"Ventana  Aluminio V-44(0.83x2.40m)+Vidrio/Descr","UN","PUERTAS Y VENTANAS ALUM Y LAM",null,"0,00 %","0,00"]
[107094,"Ventana  Aluminio V-8(45.29x3.30m)+Vidrio s/Des","UN","PUERTAS Y VENTANAS ALUM Y LAM",null,"0,00 %","0,00"]
[2477,"VENTANA  ANDINA VIDRIO","M2","VENTANERIA",null,"0,00 %","0,00"]
[2814,"VENTANA  EUROPA","M2","VENTANERIA",null,"0,00 %","0,00"]
[102350,"VENTANA  METALIC.CAL.20+BASCULANTE 0.15M","M2","VENTANERIA",null,"0,00 %","0,00"]
[2813,"VENTANA  PROYECTANTE","M2","VENTANERIA",null,"0,00 %","0,00"]
[2812,"VENTANA  SERIE 2000","M2","VENTANERIA",null,"0,00 %","0,00"]
[103217,"VENTANA AL. ANONIZ.MATE.1.20 x1.20+Vid5MM.+ PERSIA","UN","VENTANERIA",null,"0,00 %","0,00"]
[59,"VENTANA ALCOBA  Cal. 20","M2","PERFILES Y DIVISIONES",null,"0,00 %","0,00"]
[104667,"Ventana Alum Tub.4\"x1.3/4\" Vid Lam 3+3 Squash UDS","M2","VENTANERIA",null,"0,00 %","0,00"]
[100999,"Ventana Alum. Natural1.40x1.60Vidrio templado,Sanb","UN","FERRETERIA",null,"0,00 %","0,00"]
[104796,"Ventana Alumin M-3831 Vidrio lam4+4mm mont rej 8\"","M2","PUERTAS Y VENTANAS ALUM Y LAM","860061089 - IDRD - PROYECCIÓN","19,00 %","$ 287.021,00","2022-01-31"]
[104826,"Ventana Alumin M3831 Vidrio lam4+4mm Pleg 3\" x 1½\"","M2","PUERTAS Y VENTANAS ALUM Y LAM",null,"0,00 %","0,00"]
[104799,"Ventana Alumin mate 38-31 tipo Persiana","M2","VENTANERIA",null,"0,00 %","0,00"]
[104798,"Ventana Alumin mate 38-31 Vidrio lam4+4mm basculan","M2","VENTANERIA",null,"0,00 %","0,00"]
[104807,"Ventana Alumin mate 38-31+Policarb.8mm+mont rejill","M2","PUERTAS Y VENTANAS ALUM Y LAM",null,"0,00 %","0,00"]
[1019,"VENTANA ALUMINIO CORREDIZA  TIPO PESADO","M2","PUERTAS Y VENTANAS ALUM Y LAM",null,"0,00 %","0,00"]
[106408,"VENTANA ALUMINIO PROY.3831+VIDRIO LAM 3+3mm","M2","CARPINTERIA METALICA",null,"0,00 %","0,00"]
[1022,"VENTANA ALUMINIO Proyect.  DE 2.00 x 1.50 - XO","M2","PUERTAS Y VENTANAS ALUM Y LAM",null,"0,00 %","0,00"]
[103371,"VENTANA ALUMINIO PROYECT.V-3831+VIDRIO SEG.6MM","M2","MISCELANEA",null,"0,00 %","0,00"]
[107442,"Ventana Aluminio V-01(56.45x3.10m)+Vidrios/Des.Tec","UN","PUERTAS Y VENTANAS ALUM Y LAM",null,"0,00 %","0,00"]
[107443,"Ventana Aluminio V-02(46.85x3.10m)+Vidrios/Des.Te","UN","PUERTAS Y VENTANAS ALUM Y LAM",null,"0,00 %","0,00"]
[107444,"Ventana Aluminio V-03(27.65x3.60m)+Vidrios/Des.Te","UN","PUERTAS Y VENTANAS ALUM Y LAM",null,"0,00 %","0,00"]
[107445,"Ventana Aluminio V-04(37.25x3.60m)+Vidrios/Des.Te","UN","PUERTAS Y VENTANAS ALUM Y LAM",null,"0,00 %","0,00"]
[108027,"Ventana Aluminio V-37(28.31x3.30m)+Vidrio-s/Desc","UN","PUERTAS Y VENTANAS ALUM Y LAM",null,"0,00 %","0,00"]
[107451,"Ventana Aluminio V-37(29.31x3.30m)+Vidrio s/Desc","UN","PUERTAS Y VENTANAS ALUM Y LAM",null,"0,00 %","0,00"]
[107456,"Ventana Aluminio V-45(23.55x0.65m)PersianaS/Espec","UN","PUERTAS Y VENTANAS ALUM Y LAM",null,"0,00 %","0,00"]
[107461,"Ventana Aluminio V-46(1.97x3.30m)+VidrioS/Espec","UN","PUERTAS Y VENTANAS ALUM Y LAM",null,"0,00 %","0,00"]
[107462,"Ventana Aluminio V-47(4.30x0.50m)PersianaS/Espec","UN","PUERTAS Y VENTANAS ALUM Y LAM",null,"0,00 %","0,00"]
[107463,"Ventana Aluminio V-48(4.23x0.70m)PersianaS/Espec","UN","PUERTAS Y VENTANAS ALUM Y LAM",null,"0,00 %","0,00"]
[107465,"Ventana Aluminio V-49(1.70x0.95m)PersianaS/Espec","UN","PUERTAS Y VENTANAS ALUM Y LAM",null,"0,00 %","0,00"]
[119,"VENTANA BAÑO 0.60X0.60","UN","PERFILES Y DIVISIONES",null,"0,00 %","0,00"]
[295,"VENTANA COCINA 0.90X1.20","UN","PERFILES Y DIVISIONES",null,"0,00 %","0,00"]
[103351,"VENTANA CON PERSIANA CR 18(0.65X0.60M)","UN","PUERTAS Y VENTANAS ALUM Y LAM","860061089 - IDRD - PROYECCIÓN","19,00 %","$ 273.130,00","2022-06-07"]
[102691,"VENTANA CORRED.ALUM. 1.63 x 1.60+Vidrio iNC. 5MM","UN","VENTANERIA",null,"0,00 %","0,00"]
[102692,"VENTANA CORRED.ALUM. 1.94 x 1.80+Vidrio iNC. 5MM","UN","VENTANERIA",null,"0,00 %","0,00"]
[102686,"VENTANA CORREDIZA  ALUM. 1.50 x 0.9+Vidrio inc.5mm","UN","VENTANERIA",null,"0,00 %","0,00"]
[102687,"VENTANA CORREDIZA  ALUM. 1.80 x 0.9+Vidrio inc.5mm","UN","VENTANERIA",null,"0,00 %","0,00"]
[108834,"Ventana en Aluminio Modular  (S/Descripc.tecn","M2","CUBIERTAS",null,"0,00 %","0,00"]
[102690,"VENTANA FIJA  ALUM. 1.60 x 0.60+Vidrio iNC. 5MM.","UN","VENTANERIA",null,"0,00 %","0,00"]
[102688,"VENTANA FIJA  ALUM. 1.80 x 2.1+Vidrio.","M2","VENTANERIA",null,"0,00 %","0,00"]
[103687,"Ventana Fija alumin mate 38-31 Vidrio laminado 6mm","M2","MISCELANEA",null,"0,00 %","0,00"]
[108876,"Ventana Modular Fija Piso techo (S/Descripc tec)","M2","PUERTAS Y VENTANAS ALUM Y LAM",null,"0,00 %","0,00"]
[108878,"ventana Modular FijaFalsoFlotado(S/Descripctec)","M2","PUERTAS Y VENTANAS ALUM Y LAM",null,"0,00 %","0,00"]
[108877,"ventana Modular FijaPiso techo(S/Descripctec)","M2","PUERTAS Y VENTANAS ALUM Y LAM",null,"0,00 %","0,00"]
[107828,"VENTANA PLEGABLE","UN","EQUIPOS PARA COCINA",null,"0,00 %","0,00"]
[107829,"VENTANA PLEGABLE","UN","EQUIPOS PARA COCINA",null,"0,00 %","0,00"]
[57,"VENTANA SALA COMEDOR 1.5X1.8","M2","PERFILES Y DIVISIONES",null,"0,00 %","0,00"]
[107008,"Ventana V-01(56.45x3.10m)CRD(S/Esp.Tecnica","UN","PUERTAS Y VENTANAS ALUM Y LAM",null,"0,00 %","0,00"]
[107009,"Ventana V-02(46.85x3.10m)CRD(S/Esp.Tecnica","UN","PUERTAS Y VENTANAS ALUM Y LAM",null,"0,00 %","0,00"]
[107010,"Ventana V-03(27.65x3.60m)CRD(S/Esp.Tecnica","UN","PUERTAS Y VENTANAS ALUM Y LAM",null,"0,00 %","0,00"]
[107011,"Ventana V-04(37.25x3.60m)CRD(S/Esp.Tecnica","UN","PUERTAS Y VENTANAS ALUM Y LAM",null,"0,00 %","0,00"]
[107013,"Ventana V-37(29.31x3.30m)CRD(S/Esp.Tecnica","UN","PUERTAS Y VENTANAS ALUM Y LAM",null,"0,00 %","0,00"]
[107494,"Ventana V-50(3.92X7.05m)CRD(S/Especificacio","UN","PUERTAS Y VENTANAS ALUM Y LAM",null,"0,00 %","0,00"]
[102353,"VENTANA+MARC.ALUM.BLANCO MATE 0.60X0.40M","UN","VENTANERIA",null,"0,00 %","0,00"]
[108170,"VentanaV-001(7.25*4.43m)Perf.Aluminio-Fontnar","UN","PUERTAS Y VENTANAS ALUM Y LAM",null,"0,00 %","0,00"]
[108171,"VentanaV-002(2.73*3.20m)Perf.Aluminio-Fontnar","UN","PUERTAS Y VENTANAS ALUM Y LAM",null,"0,00 %","0,00"]
[108172,"VentanaV-003(2.77*3.20m)Perf.Aluminio-FontnarS/Es","UN","PUERTAS Y VENTANAS ALUM Y LAM",null,"0,00 %","0,00"]
[108173,"VentanaV-004(3.00*3.20m)Perf.Aluminio-FontnarS/Esp","UN","PUERTAS Y VENTANAS ALUM Y LAM",null,"0,00 %","0,00"]
[108174,"VentanaV-005(3.97*3.20m)Perf.Aluminio-FontnarS/Esp","UN","PUERTAS Y VENTANAS ALUM Y LAM",null,"0,00 %","0,00"]
[108175,"VentanaV-006(7.00*3.20m)Perf.Aluminio-FontnarS/Esp","UN","PUERTAS Y VENTANAS ALUM Y LAM",null,"0,00 %","0,00"]
[108176,"VentanaV-007(16.20*3.20m)Perf.Aluminio-FontnarS/Es","UN","PUERTAS Y VENTANAS ALUM Y LAM",null,"0,00 %","0,00"]
[108177,"VentanaV-008(15.55*3.20m)Perf.Aluminio-FontnarS/Es","UN","PUERTAS Y VENTANAS ALUM Y LAM",null,"0,00 %","0,00"]
[108178,"VentanaV-009(6.53*4.95m)Perf.Aluminio-FontnarS/Es","UN","PUERTAS Y VENTANAS ALUM Y LAM",null,"0,00 %","0,00"]
[108181,"VentanaV-010(3.87*4.95m)Perf.Aluminio-FontnarS/Es","UN","PUERTAS Y VENTANAS ALUM Y LAM",null,"0,00 %","0,00"]
[108182,"VentanaV-011(20.13*VARIABLE)Perf.Aluminio-FontnarS","UN","PUERTAS Y VENTANAS ALUM Y LAM",null,"0,00 %","0,00"]
[108183,"VentanaV-012(4.65*3.20)Perf.Aluminio-FontnarS","UN","PUERTAS Y VENTANAS ALUM Y LAM",null,"0,00 %","0,00"]
[108215,"VentanaV-013(0.45*3.20)Perf.Aluminio-FontnarS/Espe","UN","PUERTAS Y VENTANAS ALUM Y LAM",null,"0,00 %","0,00"]
[108216,"VentanaV-014(12.60*3.20)Perf.Aluminio-FontnarS/Esp","UN","PUERTAS Y VENTANAS ALUM Y LAM",null,"0,00 %","0,00"]
[108217,"VentanaV-015(6.80*3.20)Perf.Aluminio-FontnarS/Esp","UN","PUERTAS Y VENTANAS ALUM Y LAM",null,"0,00 %","0,00"]
[108218,"VentanaV-016(7.46*3.20)Perf.Aluminio-FontnarS/Esp","UN","PUERTAS Y VENTANAS ALUM Y LAM",null,"0,00 %","0,00"]
[108219,"VentanaV-017(6.35*3.20)Perf.Aluminio-FontnarS/Esp","UN","PUERTAS Y VENTANAS ALUM Y LAM",null,"0,00 %","0,00"]
[108220,"VentanaV-018(5.50*3.20)Perf.Aluminio-FontnarS/Esp","UN","PUERTAS Y VENTANAS ALUM Y LAM",null,"0,00 %","0,00"]
[108222,"VentanaV-019(3.40*3.20)Perf.Aluminio-FontnarS/Esp","UN","PUERTAS Y VENTANAS ALUM Y LAM",null,"0,00 %","0,00"]
[108223,"VentanaV-020(8.48*3.20)Perf.Aluminio-FontnarS/Esp","UN","PUERTAS Y VENTANAS ALUM Y LAM",null,"0,00 %","0,00"]
[108224,"VentanaV-021(4.78*3.20)Perf.Aluminio-FontnarS/Esp","UN","PUERTAS Y VENTANAS ALUM Y LAM",null,"0,00 %","0,00"]
[108225,"VentanaV-022(1.64*3.20)Perf.Aluminio-FontnarS/Esp","UN","PUERTAS Y VENTANAS ALUM Y LAM",null,"0,00 %","0,00"]
[108226,"VentanaV-023(6.80*3.20)Perf.Aluminio-FontnarS/Esp","UN","PUERTAS Y VENTANAS ALUM Y LAM",null,"0,00 %","0,00"]
[108227,"VentanaV-024(19.56*3.20)Perf.Aluminio-FontnarS/Esp","UN","PUERTAS Y VENTANAS ALUM Y LAM",null,"0,00 %","0,00"]
[108228,"VentanaV-025(4.15*3.20)Perf.Aluminio-FontnarS/Esp","UN","PUERTAS Y VENTANAS ALUM Y LAM",null,"0,00 %","0,00"]
[108229,"VentanaV-026(9.68*3.20)Perf.Aluminio-FontnarS/Esp","UN","PUERTAS Y VENTANAS ALUM Y LAM",null,"0,00 %","0,00"]
[108230,"VentanaV-027(8.53*3.20)Perf.Aluminio-FontnarS/Esp","UN","PUERTAS Y VENTANAS ALUM Y LAM",null,"0,00 %","0,00"]
[108231,"VentanaV-028(7.47*4.43)Perf.Aluminio-FontnarS/Esp","UN","PUERTAS Y VENTANAS ALUM Y LAM",null,"0,00 %","0,00"]
[108232,"VentanaV-029(7.19*4.43)Perf.Aluminio-S/Especificac","UN","PUERTAS Y VENTANAS ALUM Y LAM",null,"0,00 %","0,00"]
[108235,"VentanaV-030/072(2.00*1.20)AcusticaPerf.Alum-S/Esp","UN","PUERTAS Y VENTANAS ALUM Y LAM",null,"0,00 %","0,00"]
[108236,"VentanaV-031(4.01*4.95)Perf.Alum-S/Especificac","UN","PUERTAS Y VENTANAS ALUM Y LAM",null,"0,00 %","0,00"]
[108238,"VentanaV-032(8.11*4.95)Perf.Alum-S/Especificac","UN","PUERTAS Y VENTANAS ALUM Y LAM",null,"0,00 %","0,00"]
[108237,"VentanaV-033(4.72*5.55)Perf.Alum-S/Especificac","UN","PUERTAS Y VENTANAS ALUM Y LAM",null,"0,00 %","0,00"]
[108239,"VentanaV-034(6.02*5.55)Perf.Alum-S/Especificac","UN","PUERTAS Y VENTANAS ALUM Y LAM",null,"0,00 %","0,00"]
[108240,"VentanaV-035(5.25*5.55)Perf.Alum-S/Especificac","UN","PUERTAS Y VENTANAS ALUM Y LAM",null,"0,00 %","0,00"]
[108241,"VentanaV-036(4.29*5.55)Perf.Alum-S/Especificac","UN","PUERTAS Y VENTANAS ALUM Y LAM",null,"0,00 %","0,00"]
[108242,"VentanaV-037(1.77*3.20)Perf.Alum-S/Especificac","UN","PUERTAS Y VENTANAS ALUM Y LAM",null,"0,00 %","0,00"]
[108323,"VentanaV-038(1.77*3.20)Perf.Alum-S/Especificac","UN","CARPINTERIA METALICA",null,"0,00 %","0,00"]
[108243,"VentanaV-039(1.75*3.20)Perf.Alum-S/Especificac","UN","PUERTAS Y VENTANAS ALUM Y LAM",null,"0,00 %","0,00"]
[108305,"VentanaV-040(8.9*3m)Perf.Metal(Sum+Inst)S/Especifi","UN","PUERTAS Y VENTANAS ALUM Y LAM",null,"0,00 %","0,00"]
[108244,"VentanaV-043(60.45*2.57)Perf.Alum-S/Especificac","UN","PUERTAS Y VENTANAS ALUM Y LAM",null,"0,00 %","0,00"]
[108245,"VentanaV-070(38.90*VARIABLEPerf.Alum-S/Especificac","UN","PUERTAS Y VENTANAS ALUM Y LAM",null,"0,00 %","0,00"]
[108246,"VentanaV-071(0.52*3.20)Perf.Alum-S/Especificac","UN","PUERTAS Y VENTANAS ALUM Y LAM",null,"0,00 %","0,00"]
[108308,"VentanaV-41(19.63*3m)Perf.Metal(Sum+Inst)S/Especif","UN","PUERTAS Y VENTANAS ALUM Y LAM",null,"0,00 %","0,00"]
[108309,"VentanaV-42(24.82*3m)Perf.Metal(Sum+Inst)S/Especif","UN","PUERTAS Y VENTANAS ALUM Y LAM",null,"0,00 %","0,00"]
[108310,"VentanaV-44(37*10.53m)MuroCortina(Sum+Inst)S/Espec","UN","PUERTAS Y VENTANAS ALUM Y LAM",null,"0,00 %","0,00"]
[108311,"VentanaV-45(37*7.93m)MuroCortina(Sum+Inst)S/Espec","UN","PUERTAS Y VENTANAS ALUM Y LAM",null,"0,00 %","0,00"]
[108312,"VentanaV-46(37*6.77m)MuroCortina(Sum+Inst)S/Espec","UN","PUERTAS Y VENTANAS ALUM Y LAM",null,"0,00 %","0,00"]
[108313,"VentanaV-47(3.5*11.04m)MuroCortina(Sum+Inst)S/Espe","UN","PUERTAS Y VENTANAS ALUM Y LAM",null,"0,00 %","0,00"]
[108314,"VentanaV-48(3.5*10.53m)MuroCortina(Sum+Inst)S/Espe","UN","PUERTAS Y VENTANAS ALUM Y LAM",null,"0,00 %","0,00"]
[108315,"VentanaV-49(3x1.6m)TubularAcero(Sum+Inst)S/Especi","UN","PUERTAS Y VENTANAS ALUM Y LAM",null,"0,00 %","0,00"]
[108317,"VentanaV-50(6.0x1.0m)TubularAcero(Sum+Inst)S/Espe","UN","PUERTAS Y VENTANAS ALUM Y LAM",null,"0,00 %","0,00"]
[108318,"VentanaV-51(2.97x1.6m)TubularAcero(Sum+Inst)S/Espe","UN","PUERTAS Y VENTANAS ALUM Y LAM",null,"0,00 %","0,00"]
[108348,"VentanaV-52(2.51x2.26m)TubularAcero(Sum+Inst)S/Esp","UN","PUERTAS Y VENTANAS ALUM Y LAM",null,"0,00 %","0,00"]
[108349,"VentanaV-53(4.5x1.80m)TubularAcero(Sum+Inst)S/Espe","UN","PUERTAS Y VENTANAS ALUM Y LAM",null,"0,00 %","0,00"]
[108350,"VentanaV-54(4.0x2.10m)TubularAcero(Sum+Inst)S/Espe","UN","PUERTAS Y VENTANAS ALUM Y LAM",null,"0,00 %","0,00"]
[108354,"VentanaV-55(6.5x2.25m)TubularAcero(Sum+Inst)S/Espe","UN","PUERTAS Y VENTANAS ALUM Y LAM",null,"0,00 %","0,00"]
[108355,"VentanaV-56(3.0x1.65m)TubularAcero(Sum+Inst)S/Espe","UN","PUERTAS Y VENTANAS ALUM Y LAM",null,"0,00 %","0,00"]
[108356,"VentanaV-57(8.0x2.25m)TubularAcero(Sum+Inst)S/Espe","UN","PUERTAS Y VENTANAS ALUM Y LAM",null,"0,00 %","0,00"]
[108359,"VentanaV-58(2.5x2.25m)TubularAcero(Sum+Inst)S/Espe","UN","PUERTAS Y VENTANAS ALUM Y LAM",null,"0,00 %","0,00"]
[108360,"VentanaV-59(4.34x1.8m)TubularAcero(Sum+Inst)S/Espe","UN","PUERTAS Y VENTANAS ALUM Y LAM",null,"0,00 %","0,00"]
[108361,"VentanaV-60(6.0x1.8m)TubularAcero(Sum+Inst)S/Espec","UN","PUERTAS Y VENTANAS ALUM Y LAM",null,"0,00 %","0,00"]
[108364,"VentanaV-61(1.5x1.81m)TubularAcero(Sum+Inst)S/Espe","UN","PUERTAS Y VENTANAS ALUM Y LAM",null,"0,00 %","0,00"]
[108366,"VentanaV-62(11x3.17m)TubularAcero(Sum+Inst)S/Espec","UN","PUERTAS Y VENTANAS ALUM Y LAM",null,"0,00 %","0,00"]
[108367,"VentanaV-63(8x2.74m)TubularAcero(Sum+Inst)S/Especi","UN","PUERTAS Y VENTANAS ALUM Y LAM",null,"0,00 %","0,00"]
[108368,"VentanaV-64(3.22x3.6m)TubularAcero(Sum+Inst)S/Espe","UN","PUERTAS Y VENTANAS ALUM Y LAM",null,"0,00 %","0,00"]
[108369,"VentanaV-65(37.09x2.7m)TubularAcero(Sum+Inst)S/Esp","UN","PUERTAS Y VENTANAS ALUM Y LAM",null,"0,00 %","0,00"]
[108370,"VentanaV-66(3.55x3.0m)MetalDoblePerf(Sum+Ins)S/Esp","UN","PUERTAS Y VENTANAS ALUM Y LAM",null,"0,00 %","0,00"]
[108371,"VentanaV-67(3.32x3.0m)MetalDoblePerf(Sum+Ins)S/Esp","UN","PUERTAS Y VENTANAS ALUM Y LAM",null,"0,00 %","0,00"]
[108374,"VentanaV-68(4.86x3.0m)MetalDoblePerf(Sum+Ins)S/Esp","UN","PUERTAS Y VENTANAS ALUM Y LAM",null,"0,00 %","0,00"]
[108376,"VentanaV-69(14.11x1.55m)TubularAcero(Sum+Inst)S/Es","UN","PUERTAS Y VENTANAS ALUM Y LAM",null,"0,00 %","0,00"]
[108714,"Ventilacion inyeccion,de aleta curva,caudal 2400 c","UN","SISTEMAS VENTILACION",null,"0,00 %","0,00"]
[103520,"VENTILACION MAXI-VANT STUDOR REF:27990001(3-4\")","UN","ACCESORIOS HIDROSANITARIOS",null,"0,00 %","0,00"]
[101502,"VENTILADOR CENTRIF en linea a transmici 745/655CFM","UN","SISTEMAS VENTILACION","77777777777 - CONTRATO CONSULTORIA CEFE COMETAS","19,00 %","$ 2.538.817,00","2019-06-25"]
[108932,"Ventilador centrífugo 10400 cfm","UN","SISTEMAS VENTILACION",null,"0,00 %","0,00"]
[108472,"VENTILADOR CENTRÍFUGO OIDO SENCILLO VE-PI-01 MODEL","UN","SISTEMAS VENTILACION",null,"0,00 %","0,00"]
[108476,"VENTILADOR CENTRÍFUGO OIDO SENCILLO VE-PI-02 Y VE-","UN","SISTEMAS VENTILACION",null,"0,00 %","0,00"]
[108158,"VENTILADOR DE EXTRACCIÓN TIPO HONGO DE DESCARGA VE","UN","SISTEMAS VENTILACION",null,"0,00 %","0,00"]
[108149,"VENTILADOR EN LINEA HELICOCENTRIFUGO  VE-05C 296 C","UN","SISTEMAS VENTILACION",null,"0,00 %","0,00"]
[108454,"VENTILADOR EN LINEA HELICOCENTRIFUGO  VE-08  1019","UN","SISTEMAS VENTILACION",null,"0,00 %","0,00"]
[108154,"VENTILADOR EN LINEA HELICOCENTRIFUGO  VE-10A Y VE-","UN","SISTEMAS VENTILACION",null,"0,00 %","0,00"]
[108455,"VENTILADOR EN LINEA HELICOCENTRIFUGO  VE-11 868 CF","UN","SISTEMAS VENTILACION",null,"0,00 %","0,00"]
[108457,"VENTILADOR EN LINEA HELICOCENTRIFUGO  VE-12 242 CF","UN","SISTEMAS VENTILACION",null,"0,00 %","0,00"]
[108461,"VENTILADOR EN LINEA HELICOCENTRIFUGO  VI-01 1025 R","UN","SISTEMAS VENTILACION",null,"0,00 %","0,00"]
[108156,"VENTILADOR EN LINEA HELICOCENTRIFUGO INSTALACION E","UN","SISTEMAS VENTILACION",null,"0,00 %","0,00"]
[108128,"VENTILADOR EN LINEA HELICOCENTRIFUGO VE-02A Y VE-0","UN","SISTEMAS VENTILACION",null,"0,00 %","0,00"]
[108146,"VENTILADOR EN LINEA HELICOCENTRIFUGO VE-05A Y VE-0","UN","SISTEMAS VENTILACION",null,"0,00 %","0,00"]
[108150,"VENTILADOR EN LINEA HELICOCENTRIFUGO VE-07 405CFM","UN","SISTEMAS VENTILACION",null,"0,00 %","0,00"]
[1697,"VENTILADOR EXTRACCION BAÑOS","UN","INSTALACIONES HOSPITALARIAS",null,"0,00 %","0,00"]
[108705,"Ventilador extractor centrifugo simple oido,de ale","UN","SISTEMAS VENTILACION",null,"0,00 %","0,00"]
[108710,"Ventilador extractor centrifugo simple oido,de ale","UN","SISTEMAS VENTILACION",null,"0,00 %","0,00"]
[108712,"Ventilador extractor centrifugo simple oido,de ale","UN","SISTEMAS VENTILACION",null,"0,00 %","0,00"]
[108715,"Ventilador extractor centrifugo simple oido,de ale","UN","SISTEMAS VENTILACION",null,"0,00 %","0,00"]
[108716,"Ventilador extractor centrifugo simple oido,de ale","UN","SISTEMAS VENTILACION",null,"0,00 %","0,00"]
[108718,"Ventilador extractor tipo hongo 1300cfm","UN","SISTEMAS VENTILACION",null,"0,00 %","0,00"]
[108720,"Ventilador extractor tipo hongo,transmisión por po","UN","SISTEMAS VENTILACION",null,"0,00 %","0,00"]
[757,"VENTILADOR SUMINISTRO FARMACIA","UN","INSTALACIONES HOSPITALARIAS",null,"0,00 %","0,00"]
[108528,"VerbenaMorada/Stachytarpheta cayennensis","UN","JARDINERIA Y GRAMAS",null,"0,00 %","0,00"]
[102551,"VERTICUTTER (OPER+COMB)","M2","ACTIVIDADES ESPECIALES","8956232 - IDRD - MEDIA ARMONICA COTIZACIONES","19,00 %","$ 769,00","2023-03-31"]
[108523,"Vervena Bonariensis /Stachytarpheta Sp.","UN","ARBOLES Y PLANTAS",null,"0,00 %","0,00"]
[108519,"Vervena Morada /Stachytarpheta Cayenennsis","M2","ARBOLES Y PLANTAS",null,"0,00 %","0,00"]
[104400,"VETANA ALUMINIO CORREDIZA  50-20","M2","VENTANERIA",null,"0,00 %","0,00"]
[1020,"VETANA ALUMINIO CORREDIZA ECONOMICA","M2","VENTANERIA",null,"0,00 %","0,00"]
[2674,"VIAJE DE LEÑA","VJ","MADERAS",null,"0,00 %","0,00"]
[400,"VIBRADOR A GASOLINA","DD","EQUIPO ALQUILER Y MAQUINARIA","860.001.498-9 - CONSTRUDATA","19,00 %","$ 44.144,00","2023-03-22"]
[720,"VIBRADOR ELECTRICO","DD","EQUIPO ALQUILER Y MAQUINARIA",null,"0,00 %","0,00"]
[961,"VIBRADOR ELECTRICO","DD","EQUIPO ALQUILER Y MAQUINARIA","860061089 - IDRD - PROYECCIÓN","19,00 %","$ 45.460,00","2020-01-09"]
[968,"VIBRADOR ELECTRICO","MES","EQUIPO ALQUILER Y MAQUINARIA","8956232 - IDRD - MEDIA ARMONICA COTIZACIONES","19,00 %","$ 434.765,00","2019-03-18"]
[101263,"VIBRO CMPACTA (7.0 TON).Dynapac o Simil.(ope+Comb)","HR","EQUIPOS DE COMPACTACION",null,"0,00 %","0,00"]
[3246,"VIBRO DYNAPAC 2.5 TONELADAS","HR","EQUIPOS DE COMPACTACION",null,"0,00 %","0,00"]
[3247,"VIBRO DYNAPAC 2.5 TONELADAS","MES","EQUIPOS DE COMPACTACION",null,"0,00 %","0,00"]
[3250,"VIBRO REX 7 TONELADAS","DD","EQUIPOS DE COMPACTACION",null,"0,00 %","0,00"]
[101784,"VIBROCOMP. BENITIN 1.5TON(Oper+Comb)**","HR","EQUIPO ALQUILER Y MAQUINARIA","860061099 - MEDIA ARMONICA","19,00 %","$ 40.455,00","2023-03-15"]
[104666,"VIBROCOMP. BENITIN 1.TON(Oper+Comb)**","DD","EQUIPO ALQUILER Y MAQUINARIA","860061089 - IDRD - PROYECCIÓN","19,00 %","$ 149.155,00","2023-03-24"]
[3248,"VIBROCOMPACT.DOBLE RODILLO 3 TON (OPER+COMB)","HR","EQUIPOS DE COMPACTACION","555555555555 - IDRD - MEDIANA DE COTIZACIONES","19,00 %","$ 58.108,00","2023-03-22"]
[976,"VIBROCOMPACTADOR (TIPO RANA) ELECTRICO(50X75CM)","MES","EQUIPO ALQUILER Y MAQUINARIA",null,"0,00 %","0,00"]
[972,"VIBROCOMPACTADOR (TIPO RANA)GASOLINA(50X75CM)","MES","EQUIPO ALQUILER Y MAQUINARIA",null,"0,00 %","0,00"]
[3308,"VIBROCOMPACTADOR 2 TON (Oper+Comb)","HR","EQUIPOS DE COMPACTACION","8956232 - IDRD - MEDIA ARMONICA COTIZACIONES","19,00 %","$ 44.372,01","2023-03-22"]
[138,"VIBROCOMPACTADOR DOBLE RODILLO 3 TON + OPERARIO","HR","EQUIPO ALQUILER Y MAQUINARIA","860061089 - IDRD - PROYECCIÓN","19,00 %","$ 61.252,00","2023-03-24"]
[3238,"VIBROCOMPACTADORA ELECTRICA (RANA)40X70CM","MES","EQUIPO ALQUILER Y MAQUINARIA",null,"0,00 %","0,00"]
[3237,"VIBROCOMPACTADORA ELECTRICA(RANA)40X70CM","DD","EQUIPO ALQUILER Y MAQUINARIA",null,"0,00 %","0,00"]
[109021,"VIDEO BALUM PASIVO PARA HD","UN","INST. ELECTRICAS",null,"0,00 %","0,00"]
[107994,"Video portero IP DHI-VTK-VTO6210B-VTH1560B","UN","APARATOS ELECTRICOS",null,"0,00 %","0,00"]
[3092,"VIDRIO  BRONCE 244x330 4mm","M2","VIDRIOS Y ESPEJOS",null,"0,00 %","0,00"]
[260,"VIDRIO  CRUD.INCOLO.4mm  TRANSPARENTE","M2","VIDRIOS Y ESPEJOS",null,"0,00 %","0,00"]
[101915,"VIDRIO AHUMADO ESPESOR 4MM","M2","MISCELANEA",null,"0,00 %","0,00"]
[2641,"VIDRIO ARQUITECTONICO NIVEL II 18 mm INCOLORO","M2","VIDRIOS Y ESPEJOS",null,"0,00 %","0,00"]
[9491,"VIDRIO ARQUITECTONICO NIVEL III 22 mm INCOLORO","M2","VIDRIOS Y ESPEJOS",null,"0,00 %","0,00"]
[102886,"VIDRIO BALA DULUX /HQI SERIGRAFIADO CON A***","UN","LAMPARAS",null,"0,00 %","0,00"]
[262,"VIDRIO CRISTAL BRONC. 4mm","M2","VIDRIOS Y ESPEJOS",null,"0,00 %","0,00"]
[264,"VIDRIO CRISTAL BRONC. 5mm","M2","VIDRIOS Y ESPEJOS",null,"0,00 %","0,00"]
[269,"VIDRIO CRISTAL BRONC. 6mm","M2","VIDRIOS Y ESPEJOS",null,"0,00 %","0,00"]
[1205,"VIDRIO CRISTAL BRONC.10mm","M2","VIDRIOS Y ESPEJOS",null,"0,00 %","0,00"]
[3966,"VIDRIO CRISTAL INCOLO.10mm","M2","VIDRIOS Y ESPEJOS",null,"0,00 %","0,00"]
[105635,"VIDRIO CRISTAL INCOLORO 3mm","M2","VIDRIOS Y ESPEJOS",null,"0,00 %","0,00"]
[104803,"VIDRIO CRISTAL INCOLORO 4mm","M2","VIDRIOS Y ESPEJOS","860061089 - IDRD - PROYECCIÓN","19,00 %","$ 41.951,00","2023-03-28"]
[261,"VIDRIO CRISTAL INCOLORO 5mm","M2","VIDRIOS Y ESPEJOS",null,"0,00 %","0,00"]
[3964,"VIDRIO CRISTAL INCOLORO 6mm","M2","VIDRIOS Y ESPEJOS",null,"0,00 %","0,00"]
[3965,"VIDRIO CRISTAL INCOLORO 8mm","M2","VIDRIOS Y ESPEJOS",null,"0,00 %","0,00"]
[104404,"VIDRIO CRISTAL LAMINADO INCOL. 6mm","M2","VIDRIOS Y ESPEJOS","860061089 - IDRD - PROYECCIÓN","19,00 %","$ 127.655,00","2023-03-28"]
[280,"VIDRIO CRISTAL Templ.BRONC.4mm","M2","VIDRIOS Y ESPEJOS",null,"0,00 %","0,00"]
[279,"VIDRIO CRISTAL Templ.BRONC.5mm","M2","VIDRIOS Y ESPEJOS",null,"0,00 %","0,00"]
[1206,"VIDRIO CRISTAL Templ.BRONC.6mm","M2","VIDRIOS Y ESPEJOS",null,"0,00 %","0,00"]
[3963,"VIDRIO CRISTAL Templ.CRISTAL AZUL 4mm","M2","VIDRIOS Y ESPEJOS",null,"0,00 %","0,00"]
[1207,"VIDRIO CRISTAL Templ.INCOL.10 mm","M2","VIDRIOS Y ESPEJOS","860061089 - IDRD - PROYECCIÓN","19,00 %","$ 196.319,00","2023-03-28"]
[3958,"VIDRIO CRISTAL Templ.INCOL.12mm","M2","VIDRIOS Y ESPEJOS",null,"0,00 %","0,00"]
[3959,"VIDRIO CRISTAL Templ.INCOL.15mm","M2","VIDRIOS Y ESPEJOS",null,"0,00 %","0,00"]
[337,"VIDRIO CRISTAL Templ.INCOL.5mm","M2","VIDRIOS Y ESPEJOS",null,"0,00 %","0,00"]
[1211,"VIDRIO CRISTAL Templ.INCOL.6mm","M2","VIDRIOS Y ESPEJOS",null,"0,00 %","0,00"]
[3962,"VIDRIO CRISTAL Templ.REFLECTIVO AZUL.4mm","M2","VIDRIOS Y ESPEJOS",null,"0,00 %","0,00"]
[3960,"VIDRIO CRISTAL Templ.REFLECTIVO BRONC.6mm","M2","VIDRIOS Y ESPEJOS",null,"0,00 %","0,00"]
[3961,"VIDRIO CRISTAL Templ.REFLECTIVO BRONCE.5mm","M2","VIDRIOS Y ESPEJOS",null,"0,00 %","0,00"]
[9360,"VIDRIO CRISTALTempl. REFLECTIVO BRONCE 5mm","M2","VIDRIOS Y ESPEJOS",null,"0,00 %","0,00"]
[1214,"VIDRIO GRABADO INCOLOR0 4mm.","M2","VIDRIOS Y ESPEJOS",null,"0,00 %","0,00"]
[102862,"VIDRIO LAMINADO 3+3 (6 mm)VERDE.","M2","VIDRIOS Y ESPEJOS",null,"0,00 %","0,00"]
[108797,"Vidrio Laminado 5+5 PolivinilButiralColor Opaco","M2","VIDRIOS Y ESPEJOS",null,"0,00 %","0,00"]
[103283,"VIDRIO LAMINADO TRANS. PEATONAL 5+5","UN","MISCELANEA",null,"0,00 %","0,00"]
[106028,"Vidrio Laminado Transparente 3+3mm (Inc. transport","M2","VIDRIOS Y ESPEJOS",null,"0,00 %","0,00"]
[1217,"VIDRIO PELDAR CRUDO 3mm","M2","VIDRIOS Y ESPEJOS",null,"0,00 %","0,00"]
[1218,"VIDRIO PELDAR CRUDO 4mm.","M2","VIDRIOS Y ESPEJOS",null,"0,00 %","0,00"]
[1219,"VIDRIO PELDAR CRUDO 5 mm","M2","VIDRIOS Y ESPEJOS",null,"0,00 %","0,00"]
[1220,"VIDRIO PELDAR CRUDO 6 mm.","M2","VIDRIOS Y ESPEJOS",null,"0,00 %","0,00"]
[244,"VIDRIO PELDAR CRUDO BRONCE 5mm","M2","VIDRIOS Y ESPEJOS",null,"0,00 %","0,00"]
[672,"VIDRIO PELDAR ESMERILADO 5mm","M2","VIDRIOS Y ESPEJOS",null,"0,00 %","0,00"]
[1216,"VIDRIO PELDAR Templ.BRONCE 5mm","M2","VIDRIOS Y ESPEJOS",null,"0,00 %","0,00"]
[2887,"VIDRIO PELDAR Templ.BRONCE 6mm","M2","VIDRIOS Y ESPEJOS",null,"0,00 %","0,00"]
[3090,"VIDRIO PIRAMIDE-240x120-130 4mm FAVIDRIO","M2","VIDRIOS Y ESPEJOS",null,"0,00 %","0,00"]
[580,"VIDRIO PLANO 225x100-120-130-140 -160 4mm FAVIDRIO","M2","VIDRIOS Y ESPEJOS",null,"0,00 %","0,00"]
[3039,"VIDRIO PLANO 225x100-120-130-140 -160-180 5mm","M2","VIDRIOS Y ESPEJOS",null,"0,00 %","0,00"]
[3061,"VIDRIO PLANO 225x100-120-130-140 -160-180 6mm","M2","VIDRIOS Y ESPEJOS",null,"0,00 %","0,00"]
[452,"VIDRIO PLANO 225x100-120-130-140 3mm","M2","VIDRIOS Y ESPEJOS",null,"0,00 %","0,00"]
[104210,"VIDRIO TEMP.10MM+MARCO ALUMINIO-ALUMINA INSTAL","M2","INST. HIDRAUL/SANIT. Y LAMINAS",null,"0,00 %","0,00"]
[321,"VIDRIO TEMPL.GRABD.BRONCE 5mm","M2","VIDRIOS Y ESPEJOS",null,"0,00 %","0,00"]
[103609,"VIDRIO TEMPLADO 6MM**","M2","MISCELANEA","860061089 - IDRD - PROYECCIÓN","19,00 %","$ 88.067,14","2020-01-13"]
[104670,"VIDRIO TEMPLADO incoloro 10 MM (Suministro)","M2","VIDRIOS Y ESPEJOS",null,"0,00 %","0,00"]
[108754,"Vidrio Templado Incoloro 8 MM (Suministro)","M2","VIDRIOS Y ESPEJOS",null,"0,00 %","0,00"]
[2523,"VIGA  I P E 140  mm","ML","ACEROS Y HIERROS",null,"0,00 %","0,00"]
[101289,"VIGA DE 18X8 X4 M ORDINARIO CEPILLADA.","UN","MADERAS",null,"0,00 %","0,00"]
[101290,"VIGA DE 18X8 X5M ORDINARIO CEPILLADA.","UN","MADERAS",null,"0,00 %","0,00"]
[964,"VIGA DE ABARCO 17X7 X 3 MTS CEPILLADA.","UN","MADERAS",null,"0,00 %","0,00"]
[2668,"VIGA DE ABARCO17X7 X 6 MTS CEPILLADA.","UN","MADERAS",null,"0,00 %","0,00"]
[3488,"VIGA DE ACERO CUBIERTA DE PVC","ML","CERCHAS,VIGAS, ANG, PERFILES",null,"0,00 %","0,00"]
[100645,"Viga de transicion pozo 1.5 prefab **","UN","TUBERIA SUBT,REJILLAS,SUMIDER.","66665555555 - IDRD - MEDIA ARITMETICA DE COTIZACIONES","19,00 %","$ 214.980,00","2019-11-29"]
[56,"VIGA EN \"I\" 4\" PESADA    6Mts.","ML","LAMINAS PLATINAS",null,"0,00 %","0,00"]
[104544,"VIGA IPE  240","ML","CUBIERTAS",null,"0,00 %","0,00"]
[10665,"VIGA IPE 100 ANCLADA SOBRE MUROS CON ANCLAJE DE 3/8\" ","ML","FACHADAS","860061089 - IDRD - PROYECCIÓN","19,00 %","$ 194.888,00","2023-03-29"]
[104554,"VIGA IPE 200","ML","ACEROS,HIERROS/MALLAS,CERCHAS",null,"0,00 %","0,00"]
[100764,"Vigilante Armado + Canino 24 Horas(Obras Parques)","MES","TARIFAS Y SERVICIOS","800217123-2 - SUPERINTENDENCIA DE VIGILANCIA Y SEGURID","19,00 %","$ 10.850.312,00","2022-02-11"]
[100765,"Vigilante Armado 24 Horas (VigilanciaObrasParques)","MES","TARIFAS Y SERVICIOS","555555555555 - IDRD - MEDIANA DE COTIZACIONES","19,00 %","$ 11.442.147,00","2023-03-24"]
[1676,"VIGUETA","ML","PREFABRICADOS",null,"0,00 %","0,00"]
[104149,"Vigueta 41.3mmX2.44mm","UN","MISCELANEA",null,"0,00 %","0,00"]
[3470,"VIGUETA CIELO RASO CALIBRE 26 (2.44M)","UN","CIELO RASOS","860061089 - IDRD - PROYECCIÓN","19,00 %","$ 7.146,00","2023-03-29"]
[103269,"VIGUETA CIELO RASO CALIBRE 28 L=2.44","UN","CIELO RASOS","860061089 - IDRD - PROYECCIÓN","19,00 %","$ 4.645,00","2022-01-31"]
[104529,"VIGUETA PRINCIPAL(L=3.05M) CAL.26","UN","PERFILERIA",null,"0,00 %","0,00"]
[105075,"VINCA MAJOR  PARA JARDIN","UN","JARDINERIA Y GRAMAS","860061089 - IDRD - PROYECCIÓN","0,00 %","$ 3.447,00","2022-01-31"]
[1075,"VINICOLOR TIPO 1 PHILAAC","GLN","Vinilos",null,"0,00 %","0,00"]
[1754,"VINIHOGAR TIPO 3 PHILAAC 0901","GLN","Vinilos",null,"0,00 %","0,00"]
[1763,"VINIL0 MURAL TIPO1 PHILAAC 1701","GLN","Vinilos",null,"0,00 %","0,00"]
[1847,"VINILICO NEGRO ICO","GLN","Vinilos",null,"0,00 %","0,00"]
[1846,"VINILICO OCRE ICO","GLN","Vinilos",null,"0,00 %","0,00"]
[1848,"VINILICO VERDE INTENSO ICO","GLN","Vinilos",null,"0,00 %","0,00"]
[12596,"Vinilo adhesivo en impresión digital M2. ","M2","AVISOS Y VALLAS","8956232 - IDRD - MEDIA ARMONICA COTIZACIONES","19,00 %","$ 91.473,00","2020-04-17"]
[107376,"vinilo fundido o cast opaco, adhesivo permanente g","M2","AVISOS Y VALLAS","860061089 - IDRD - PROYECCIÓN","19,00 %","$ 160.707,00","2023-03-30"]
[106724,"Vinilo publicitario para modulos de servicio","M2","MOBILIARIO URBANO Y SEÑALIZAC.","860061089 - IDRD - PROYECCIÓN","19,00 %","$ 69.950,00","2022-01-30"]
[1830,"VINILO TIPO  II","GLN","Vinilos","860061089 - IDRD - PROYECCIÓN","19,00 %","$ 39.129,00","2023-03-28"]
[1829,"VINILO TIPO- 1","GLN","Vinilos",null,"0,00 %","0,00"]
[102210,"VINILO TIPO 1- (Cuñete de 5 gal)**","GLN","PINTURAS","860061089 - IDRD - PROYECCIÓN","19,00 %","$ 67.511,00","2023-03-31"]
[102616,"VINILO TIPO 2 **","GLN","PINTURAS","8956232 - IDRD - MEDIA ARMONICA COTIZACIONES","19,00 %","$ 36.725,01","2023-03-23"]
[1831,"VINILO TIPO II","GLN","Vinilos",null,"0,00 %","0,00"]
[104398,"VINILO TIPO II TITO PABON","GLN","Vinilos",null,"0,00 %","0,00"]
[107240,"Vinilo tipo walltalkers o equivalente (Revestimiento mural para escribir)","M2","PINTURAS","66665555555 - IDRD - MEDIA ARITMETICA DE COTIZACIONES","19,00 %","$ 192.669,00","2019-04-05"]
[1077,"VINILTEX CANECA 5 GN. PINTUCO","UN","Vinilos",null,"0,00 %","0,00"]
[1078,"VINILTEX O SIMILAR ( ACRILICA BASE AGUA)TIPO-1","GLN","Vinilos","860061089 - IDRD - PROYECCIÓN","19,00 %","$ 87.901,00","2023-03-28"]
[357,"VINISOL 1.6  RESIDENCIAL TERRAZO (sum+ Inst).","M2","ENCHAPES,PISOS,ALFOMBRAS,PAPEL",null,"0,00 %","0,00"]
[358,"VINISOL 2.0  TRAFICO Inst.","M2","ENCHAPES,PISOS,ALFOMBRAS,PAPEL",null,"0,00 %","0,00"]
[359,"VINISOL 3.0 TraficoPesadoTableta (30x30cm)+transp.","M2","ENCHAPES,PISOS,ALFOMBRAS,PAPEL",null,"0,00 %","0,00"]
[103376,"VINISOL 3.2  Trafico (Suministro)","M2","ENCHAPES,PISOS,ALFOMBRAS,PAPEL",null,"0,00 %","0,00"]
[103375,"VINISOL 3.2  Trafico Instalado","M2","ENCHAPES,PISOS,ALFOMBRAS,PAPEL",null,"0,00 %","0,00"]
[1049,"VITRIFLEX BARNIZ SEMIMATE 2150 PINTUCO O SIMILAR","GLN","PINTURAS",null,"0,00 %","0,00"]
[2347,"VITROBLOCK PISO","UN","MURO VIDRIO","860061089 - IDRD - PROYECCIÓN","19,00 %","$ 4.359,01","2020-01-09"]
[1814,"VITROLIT (MARQUESINAS)","M2","CUBIERTAS Y ACCESORIOS",null,"0,00 %","0,00"]
[103,"VITROMURO .0.19 x0.19x0.08","UN","MURO VIDRIO",null,"0,00 %","0,00"]
[107537,"Vlavula  Cuerpo de Hierro Disco Inox  Ø8\"","UN","INST. HIDRAUL/SANIT. Y LAMINAS",null,"0,00 %","0,00"]
[107585,"Vlavula  VolanteCuerpo de Hierro Disco Inox  Ø10\"","UN","INST. HIDRAUL/SANIT. Y LAMINAS",null,"0,00 %","0,00"]
[102062,"Vlavula Compuerta bronce RoscadaØ1/2\"(200psi)","UN","INST. HIDRAUL/SANIT. Y LAMINAS","860061089 - IDRD - PROYECCIÓN","19,00 %","$ 43.530,00","2022-01-31"]
[106792,"Volantes Con diferente Diseño por Millar","MILL","TARIFAS Y SERVICIOS","555555555555 - IDRD - MEDIANA DE COTIZACIONES","19,00 %","$ 226.100,00","2022-03-23"]
[105775,"VOLQUETA ( VIAJE DE 15 M3)MAX 30 KM","VJ","EQUIPOS DE EXCAVACION","860061089 - IDRD - PROYECCIÓN","19,00 %","$ 428.361,00","2023-03-23"]
[102412,"VOLQUETA (VIAJE 6M3 Max.3O KM)","VJ","EQUIPO ALQUILER Y MAQUINARIA","8956232 - IDRD - MEDIA ARMONICA COTIZACIONES","19,00 %","$ 256.362,00","2023-03-15"]
[101548,"Voltímetro análogo 0-600 V","UN","CAJAS, ARMARIOS, TABLEROS",null,"0,00 %","0,00"]
[104635,"VR-1Rejilla aluminio natural Col Gim Sur","UN","VENTANERIA",null,"0,00 %","0,00"]
[104636,"VR-2  Rejilla Aluminio Natural Col Gim Sur sum+ins","UN","VENTANERIA",null,"0,00 %","0,00"]
[104637,"VR-3 y 4 Rejilla Alum Natural Col Gim Sur sum+inst","UN","VENTANERIA",null,"0,00 %","0,00"]
[100949,"WALL PLATE AJUSTE DOBLE AMP","UN","CABLES","555555555555 - IDRD - MEDIANA DE COTIZACIONES","19,00 %","$ 5.500,00","2019-04-11"]
[1912,"WALL PLATE AJUSTE SENCILL CUPICON","UN","CABLES","66665555555 - IDRD - MEDIA ARITMETICA DE COTIZACIONES","19,00 %","$ 2.680,00","2019-04-11"]
[103151,"WASH PRIMER B CATALIZADOR","1/4GL","PINTURAS",null,"0,00 %","0,00"]
[103150,"WASH PRIMER COMPONENTE- A (PINTURA)","1/4GL","PINTURAS","860061089 - IDRD - PROYECCIÓN","19,00 %","$ 43.193,00","2022-01-31"]
[1079,"WASH PRIMER COMPONENTE A+B (POR 1/4)","1/4GL","Vinilos","860061089 - IDRD - PROYECCIÓN","19,00 %","$ 46.762,00","2023-03-24"]
[103353,"WASH PRIMER COMPONENTES A+B","GLN","PINTURAS","860061089 - IDRD - PROYECCIÓN","19,00 %","$ 142.471,00","2023-03-24"]
[100571,"Win aluminio blanco x 6 metros **","UN","Enchapes",null,"0,00 %","0,00"]
[100572,"Win aluminio Crudo  x 6 metros **","UN","Enchapes","860061089 - IDRD - PROYECCIÓN","19,00 %","$ 10.620,00","2023-03-29"]
[104969,"Win aluminio x 3 metros **","UN","Enchapes y Pisos",null,"0,00 %","0,00"]
[100573,"Win plástico x 2.40 metros **","UN","MISCELANEA",null,"0,00 %","0,00"]
[108787,"Wok de Sobremesa M-7865","UN","CARPINTERIA METALICA",null,"0,00 %","0,00"]
[108653,"WSX PDT WH","UN","MISCELANEA",null,"0,00 %","0,00"]
[104344,"XILENO","KG","Pisos",null,"0,00 %","0,00"]
[106044,"YEE ADVAN EDGE DE 8” A 10”","UN","MISCELANEA",null,"0,00 %","0,00"]
[106043,"YEE ADVAN EDGE DE 8”A 6\"","UN","MISCELANEA","66665555555 - IDRD - MEDIA ARITMETICA DE COTIZACIONES","19,00 %","$ 66.487,00","2019-05-21"]
[1776,"YEE ALCANT CxC 6\"    W RETEN    PAVCO","UN","TUBERIA SUBT,REJILLAS,SUMIDER.",null,"0,00 %","0,00"]
[3541,"YEE ALCANT NOVAFORT 160x160  PAVCO","UN","ACCESORIOS TUBERIA SUBTERRANEA","860061089 - IDRD - PROYECCIÓN","19,00 %","$ 113.130,00","2022-01-28"]
[3542,"YEE ALCANT NOVAFORT 200x160  PAVCO","UN","ACCESORIOS TUBERIA SUBTERRANEA","860061089 - IDRD - PROYECCIÓN","19,00 %","$ 216.434,00","2022-01-28"]
[1165,"YEE ALCANT REDUCIDA 8x6\" W RETEN PAVCO","UN","TUBERIA SUBT,REJILLAS,SUMIDER.",null,"0,00 %","0,00"]
[1167,"YEE GRES  4 x 4\"  GENERICO CTE.","UN","TUBERIA SUBT,REJILLAS,SUMIDER.",null,"0,00 %","0,00"]
[2012,"YEE GRES  6 x 4\"  MOORE AA-1A (150)","UN","TUBERIA SUBT,REJILLAS,SUMIDER.",null,"0,00 %","0,00"]
[1169,"YEE GRES  6 x 6\"  MOORE AA-1A (150)","UN","TUBERIA SUBT,REJILLAS,SUMIDER.",null,"0,00 %","0,00"]
[1989,"YEE GRES  8 x 6\"  MOORE AA-1A (150)","UN","TUBERIA SUBT,REJILLAS,SUMIDER.",null,"0,00 %","0,00"]
[1134,"YEE GRES 10 x 6\"  MOORE AA-1A (150)","UN","TUBERIA SUBT,REJILLAS,SUMIDER.",null,"0,00 %","0,00"]
[2486,"YEE GRES 12 x 6\" MOORE AA-1A (150)","UN","TUBERIA SUBT,REJILLAS,SUMIDER.",null,"0,00 %","0,00"]
[2488,"YEE GRES 14 x 6\"  MOORE AA-1A (150)","UN","TUBERIA SUBT,REJILLAS,SUMIDER.",null,"0,00 %","0,00"]
[2489,"YEE GRES 16 x 6\"  MOORE AA-1A (150)","UN","TUBERIA SUBT,REJILLAS,SUMIDER.",null,"0,00 %","0,00"]
[1155,"YEE GRES 18 x 6\"  MOORE AA-1A (150)","UN","TUBERIA SUBT,REJILLAS,SUMIDER.",null,"0,00 %","0,00"]
[2492,"YEE GRES 20 x 6\" MOORE AA-1A(150)","UN","TUBERIA SUBT,REJILLAS,SUMIDER.",null,"0,00 %","0,00"]
[2493,"YEE GRES 24 x 6\" MOORE AA-1A(150)","UN","TUBERIA SUBT,REJILLAS,SUMIDER.",null,"0,00 %","0,00"]
[2495,"YEE GRES 27 x 6\" MOORE AA-1A(103)","UN","TUBERIA SUBT,REJILLAS,SUMIDER.",null,"0,00 %","0,00"]
[481,"YEE GRES 30 x 6\" MOORE AA-1A(150)","UN","TUBERIA SUBT,REJILLAS,SUMIDER.",null,"0,00 %","0,00"]
[106978,"YEE HIERRO FUNDIDO NH 20 2\"","UN","ACCESORIOS HIDROSANITARIOS",null,"0,00 %","0,00"]
[106996,"YEE HIERRO FUNDIDO NH 20 3\"","UN","ACCESORIOS HIDROSANITARIOS",null,"0,00 %","0,00"]
[107006,"YEE HIERRO FUNDIDO NH 20 4\"","UN","ACCESORIOS HIDROSANITARIOS",null,"0,00 %","0,00"]
[101758,"YEE SANITARIA PVC  reducida 3\" x 2\"","UN","ACCESORIOS HIDROSANITARIOS",null,"0,00 %","0,00"]
[101757,"YEE SANITARIA PVC  reducida 4\" x 2\"","UN","ACCESORIOS HIDROSANITARIOS","555555555555 - IDRD - MEDIANA DE COTIZACIONES","19,00 %","$ 13.103,99","2019-07-02"]
[1182,"YEE SANITARIA PVC Ø  6\" S/NORMA ICONTEC","UN","ACCESORIOS HIDROSANITARIOS","860061089 - IDRD - PROYECCIÓN","19,00 %","$ 92.923,01","2022-01-27"]
[451,"YEE SANITARIA PVC Ø 2\" S/NORMA ICONTEC","UN","ACCESORIOS HIDROSANITARIOS","8956232 - IDRD - MEDIA ARMONICA COTIZACIONES","19,00 %","$ 8.505,00","2023-03-16"]
[1179,"YEE SANITARIA PVC Ø 3\" S/NORMA ICONTEC","UN","ACCESORIOS HIDROSANITARIOS","8956232 - IDRD - MEDIA ARMONICA COTIZACIONES","19,00 %","$ 18.393,00","2023-03-09"]
[2062,"YEE SANITARIA PVC Ø 4\" S/NORMA ICONTEC","UN","ACCESORIOS HIDROSANITARIOS","8956232 - IDRD - MEDIA ARMONICA COTIZACIONES","19,00 %","$ 30.821,00","2023-03-09"]
[109135,"Yee Sanitaria PVC Reducida 10x4\"","UN","ACCESORIOS HIDROSANITARIOS",null,"0,00 %","0,00"]
[105161,"YEE SANITARIA REDUCCION 10\" X 4\"","UN","ACCESORIOS HIDROSANITARIOS",null,"0,00 %","0,00"]
[1962,"YESO (saco de 25Kg)","KG","AGREGADOS CONCRETOS Y MORTEROS","860061089 - IDRD - PROYECCIÓN","19,00 %","$ 1.430,00","2023-03-28"]
[1080,"YESO BULTO DE (25 KG)","BTO","PINTURAS","860061089 - IDRD - PROYECCIÓN","19,00 %","$ 28.936,00","2023-03-28"]
[3195,"YESO PIRAMIDE","BTO","AGREGADOS CONCRETOS Y MORTEROS",null,"0,00 %","0,00"]
[104645,"YUMBOLON 2 mm","M2","MISCELANEA","6555555555 - IDRD - MENOR VALOR   DE COTIZACIONES","19,00 %","$ 2.220,00","2019-04-05"]
[102576,"Zanjadora Autopropulsada llanta(Oper+Comb)**","HR","EQUIPOS DE EXCAVACION",null,"0,00 %","0,00"]
[102575,"Zanjadora Autopropulsada Oruga(Oper+Comb)**","HR","EQUIPOS DE EXCAVACION","860061089 - IDRD - PROYECCIÓN","19,00 %","$ 123.742,99","2023-03-23"]
[536,"ZAPAPICO","UN","HERRAMIENTA",null,"0,00 %","0,00"]
[105261,"ZIG ZAG  PARA GIMNASIO CANINO (SUM+TRANSPORTE)","UN","MOBILIARIO PARQUES","860061089 - IDRD - PROYECCIÓN","19,00 %","$ 1.373.558,00","2022-12-28"]
[105526,"ZINC","UN","ENSAYOS DE LABORATORIO",null,"0,00 %","0,00"]
[364,"ZOCALO Bald.GRANO 1 MELAT ALFA","ML","Enchapes",null,"0,00 %","0,00"]
[363,"ZOCALO Bald.GRANO 5 MELAT ALFA","ML","ENCHAPES,PISOS,ALFOMBRAS,PAPEL",null,"0,00 %","0,00"]
[362,"ZOCALO Bald.GRANO 5-BHV ALFA","ML","ENCHAPES,PISOS,ALFOMBRAS,PAPEL",null,"0,00 %","0,00"]
[103354,"ZOCALO GRANITO PERLADO","ML","MISCELANEA",null,"0,00 %","0,00"]
[108413,"Zocalo gres Sanit rs70 de alfa 24.5x0.09x0.09-CRDC","UN","Guardaescobas",null,"0,00 %","0,00"]
[101381,"ZOCALO MEDIA CAÑA GRANITO BH1-1 ALFA(h=0.10m)","ML","ENCHAPES,PISOS,ALFOMBRAS,PAPEL","8956232 - IDRD - MEDIA ARMONICA COTIZACIONES","19,00 %","$ 28.899,99","2019-03-01"]
[108411,"Zocalo pref m-caña c- verde de Roca o Equiva CRDC","ML","Guardaescobas",null,"0,00 %","0,00"]
[105989,"Zona de CaidaSaltodeAltura(Sum+Inst)IAAF(0.70x4x6m","UN","MOBILIARIO PARQUES",null,"0,00 %","0,00"]
[102781,"ZORRA 250KG 130X55CM BANDEJA 22X35CM","UN","FERRETERIA","860061089 - IDRD - PROYECCIÓN","19,00 %","$ 202.121,00","2022-01-30"]
[3007,"ZUMBADOR 110 V. 200 SOBREPARED AVE","UN","APARATOS ELECTRICOS",null,"0,00 %","0,00"]
[812,"ZUMBADOR 110 V. 600 AVE","UN","APARATOS ELECTRICOS",null,"0,00 %","0,00"]
[3025,"ZUMBADOR 110 V. AVE","UN","APARATOS ELECTRICOS",null,"0,00 %","0,00"]
[3210,"ZUMBADOR 110V  VOLARE","UN","APARATOS ELECTRICOS",null,"0,00 %","0,00"]
[105852,"ZUNCHO METALICO Ø3/8\" (Bnad-it)","ML","FERRETERIA",null,"0,00 %","0,00"]
[105482,"ZUNCHO PLÁSTICO DE 3/4\" POR 500mts","UN","FERRETERIA Y HERRAMIENTAS","860061089 - IDRD - PROYECCIÓN","19,00 %","$ 12.712,00","2022-01-30"]

{"sheet":"APU CIO","index":4,"n_rows":10591,"n_cols":9,"rows_kept":10591,"cut":false,"hidden":true,"merged":[]}
["Código","Descripcion","Unidad","Valor Unitario","Materiales","Equipos","Mano de Obra","Transporte","Otros Costos"]
["10627-1"," ACOMETIDA  3 X 1/0","ML",102027.18,"$ 92.907,75","$ 434,26","$ 8.685,17","$ 0,00","$ 0,00"]
[15852," Cinta LED en perfil para exteriores IP65 por metro lineal COMETAS","UN",317833.73,"$ 290.475,43","$ 1.302,78","$ 26.055,52","$ 0,00","$ 0,00"]
[10469," PATCH CORD CAT- 6 (3 FT) (1 METRO) - CEFE COMETAS apantallami.utp y clasif Lszh (Sumin+Instalac) ","UN",22151.19,"$ 17.597,01","$ 189,69","$ 3.647,77","$ 716,72","$ 0,00"]
[19202," Válvula Mariposa PVC Ø4\"  - Suministro e Instalación","UN",608584.71,"$ 537.422,15","$ 3.388,69","$ 67.773,87","$ 0,00","$ 0,00"]
[18436,"(BL2) -Luminaria Bolardo Exterior  corto LED 10.8W","UN",57072.77,"$ 3.188,00","$ 2.380,91","$ 48.636,98","$ 2.866,88","$ 0,00"]
[18149,"(BRANCH 2 - CONEXIÓN DE UNIDADES INTERIORES LIQ - GAS.Cefe Cometas(Sumin+instalación)","UN",206116.62,"$ 194.568,45","$ 561,33","$ 10.986,84","$ 0,00","$ 0,00"]
[18391,"(CR1)-Accesorio Esquinero de 90grados+difusor","UN",57072.77,"$ 3.188,00","$ 2.380,91","$ 48.636,98","$ 2.866,88","$ 0,00"]
[18400,"(CR2)-Accesorio Esquinero de 90grados+difusor Lumi","UN",57072.77,"$ 3.188,00","$ 2.380,91","$ 48.636,98","$ 2.866,88","$ 0,00"]
[18395,"(DL1) - Luminaria tipo Downlight redondo LED 7.9W","UN",51705.33,"$ 3.188,00","$ 2.224,58","$ 43.425,87","$ 2.866,88","$ 0,00"]
[18398,"(DL2) - Luminaria tipo Decorativa esferica con bom","UN",80455.47,"$ 31.938,14","$ 2.224,58","$ 43.425,87","$ 2.866,88","$ 0,00"]
[18388,"(DL3) Luminaria tipo cilindro PCB FORTIMO12W 4000K","UN",63161.33,"$ 3.188,00","$ 13.680,58","$ 43.425,87","$ 2.866,88","$ 0,00"]
[18402,"(DRX150)1-Driver de ULP150  para LED150W de 6.3Amp","UN",51705.33,"$ 3.188,00","$ 2.224,58","$ 43.425,87","$ 2.866,88","$ 0,00"]
[18403,"(DRX240) Driver de ULP150  para LED 240W de 6.3Amp","UN",51705.33,"$ 3.188,00","$ 2.224,58","$ 43.425,87","$ 2.866,88","$ 0,00"]
[18414,"(EM1) - Luminaria de emergencia 142 x 142 x 39","UN",83331.72,"$ 17.990,95","$ 13.836,91","$ 48.636,98","$ 2.866,88","$ 0,00"]
[18415,"(EM2)Luminaria de emergencia 170lm. 2 LED x 3W","UN",71875.72,"$ 17.990,95","$ 2.380,91","$ 48.636,98","$ 2.866,88","$ 0,00"]
[18417,"(EM3)-Luminaria LED 3W60 min,Ik04,IP42 120lm","UN",101255.52,"$ 25.901,00","$ 3.006,24","$ 69.481,40","$ 2.866,88","$ 0,00"]
[18419,"(EM4)-Luminaria 328x125x57- Flujo Luminoso 200lm","UN",68687.72,"$ 14.802,95","$ 2.380,91","$ 48.636,98","$ 2.866,88","$ 0,00"]
[18420,"(EM5)-Luminaria 370 x243x191-Flujo Luminoso 2070lm","UN",80801.17,"$ 15.460,40","$ 13.836,91","$ 48.636,98","$ 2.866,88","$ 0,00"]
[18422,"(EM6)-Luminaria emergencia cilindrica  150lm","UN",57072.77,"$ 3.188,00","$ 2.380,91","$ 48.636,98","$ 2.866,88","$ 0,00"]
[18197,"(LED 1) - LuminariaNW2PCB-1R x 2200lm Long.1136mm","UN",98412.29,"$ 23.908,00","$ 14.315,26","$ 57.322,15","$ 2.866,88","$ 0,00"]
[18205,"(LED 2)LuminariaNW3PCB-1Rx2200lmLongitud 17008mm","UN",84168.89,"$ 9.882,40","$ 14.097,46","$ 57.322,15","$ 2.866,88","$ 0,00"]
[18239,"(LED10)-LuminariaDUNA LED 1x1.2 35W112lm/w 3900lm","UN",58399.73,"$ 9.882,40","$ 2.224,58","$ 43.425,87","$ 2.866,88","$ 0,00"]
[18243,"(LED11) - Cinta LED LINEARlight Flex Shrort pitch","UN",77297.11,"$ 17.333,50","$ 2.641,46","$ 57.322,15","$ 0,00","$ 0,00"]
[18252,"(LED12) Luminaria 158W4000K NW10PCB-1Rx2200lm-5650","UN",90697.74,"$ 18.210,10","$ 3.006,24","$ 69.481,40","$ 0,00","$ 0,00"]
[18256,"(LED13)-LuminariaNW3PCB1Rx2200lm1.70m-42,9W-4000K","UN",97458.49,"$ 17.771,80","$ 2.380,91","$ 48.636,98","$ 28.668,80","$ 0,00"]
[18262,"(LED14) Luminaria15.8W 4000K NW1PCB -1R x 2200lm","UN",81013.649999999994,"$ 6.694,40","$ 2.224,58","$ 43.425,87","$ 28.668,80","$ 0,00"]
[18265,"(LED15)Luminaria142,2W 4000K  NW 9PCB -1R x 2200lm","UN",89569.09,"$ 9.882,40","$ 2.380,91","$ 48.636,98","$ 28.668,80","$ 0,00"]
[18269,"(LED16)110,6W 4000K  NW 7PCB -1R x 2200lm3960mm","UN",89569.09,"$ 9.882,40","$ 2.380,91","$ 48.636,98","$ 28.668,80","$ 0,00"]
[18277,"(LED17)Luminaria 31,6W 4000K  NW 2PCB -1R x 2200lm","UN",86381.09,"$ 6.694,40","$ 2.380,91","$ 48.636,98","$ 28.668,80","$ 0,00"]
[18380,"(LED18)-Luminaria63.2W 4000K  NW 4PCB -1R x 2200lm","UN",93147.38,"$ 9.882,40","$ 2.485,13","$ 52.111,05","$ 28.668,80","$ 0,00"]
[18381,"(LED20) - LuminariaNW 7PCB-1Rx2200lm 3.96m-98.4W","UN",80616.84,"$ 8.129,20","$ 3.006,24","$ 69.481,40","$ 0,00","$ 0,00"]
[18437,"(LED21)Luminaria tipo lineal Wall washeLED15x56 24","UN",68528.77,"$ 3.188,00","$ 13.836,91","$ 48.636,98","$ 2.866,88","$ 0,00"]
[18438,"(LED22) - Cinta LED Linearlight Value Flex protect","UN",41837.800000000003,"$ 3.188,00","$ 1.042,22","$ 34.740,70","$ 2.866,88","$ 0,00"]
[18439,"(LED23) Cinta LED Linearlight Flex protect Short p","UN",41837.800000000003,"$ 3.188,00","$ 1.042,22","$ 34.740,70","$ 2.866,88","$ 0,00"]
[18208,"(LED3) -Luminaria 79W 4000K  NW 5PCB -1R x 2200lm","UN",84168.89,"$ 9.882,40","$ 14.097,46","$ 57.322,15","$ 2.866,88","$ 0,00"]
[18211,"(LED4)-Luminaria 126.4W 4000K NW 8PCB -1R x 2200lm","UN",84808.41,"$ 13.388,80","$ 14.097,46","$ 57.322,15","$ 0,00","$ 0,00"]
[18219,"(LED5)-Luminaria15.8W 4000k 1PCB-1R x 2200lm -595m","UN",60152.93,"$ 11.635,60","$ 2.224,58","$ 43.425,87","$ 2.866,88","$ 0,00"]
[18222,"(LED6)31,6W 4000k 2PCB-1R x 2200lm Longitud1161mm","UN",78123.23,"$ 29.605,90","$ 2.224,58","$ 43.425,87","$ 2.866,88","$ 0,00"]
[18225,"(LED7)Luminaria47.4W-4000k 3PCB-1R x 2200lm-1727mm","UN",78123.23,"$ 29.605,90","$ 2.224,58","$ 43.425,87","$ 2.866,88","$ 0,00"]
[18226,"(LED8) Luminaria 63.2W-4000k 4PCB-1Rx2200lm-2293mm","UN",78123.23,"$ 29.605,90","$ 2.224,58","$ 43.425,87","$ 2.866,88","$ 0,00"]
[18234,"(LED9)Luminaria79W- 4000k 5PCB-1R x 2200lm-2859mm","UN",78123.23,"$ 29.605,90","$ 2.224,58","$ 43.425,87","$ 2.866,88","$ 0,00"]
[18407,"(PR1) - Luminaria LED Optica (5147) Extensiva 310W","UN",83989.17,"$ 18.648,40","$ 13.836,91","$ 48.636,98","$ 2.866,88","$ 0,00"]
[18411,"(PR2) - Luminaria LED Optica(5186)Asimetrica 547W","UN",159133.29,"$ 18.648,40","$ 16.025,57","$ 121.592,44","$ 2.866,88","$ 0,00"]
[18412,"(PR3) - Luminaria LED Optica (2259) Simetrica 322W","UN",83989.17,"$ 18.648,40","$ 13.836,91","$ 48.636,98","$ 2.866,88","$ 0,00"]
[18423,"(PU1)-Luminaria urbana ExteriorLED54W-24LEDS-5370","UN",86047.65,"$ 3.188,00","$ 14.347,17","$ 65.645,60","$ 2.866,88","$ 0,00"]
[18434,"(PU2)-Luminaria urbana ExteriorLED54W-24LEDS5221lm","UN",86047.65,"$ 3.188,00","$ 14.347,17","$ 65.645,60","$ 2.866,88","$ 0,00"]
[18435,"(PU3)-Luminaria urbana ExteriorLED54W-24LEDS5453lm","UN",86047.65,"$ 3.188,00","$ 14.347,17","$ 65.645,60","$ 2.866,88","$ 0,00"]
[10264,".Acero Estruct. ASTM A-36(Grad-50)Sumapaz**","KG",13830.09,"$ 3.597,34","$ 1.340,16","$ 7.955,45","$ 0,00","$ 937,14"]
[11989,".Acero Estruct. ASTM A-572 Estruct.Metal.Muro Esca","KG",17413.45,"$ 13.901,47","$ 932,27","$ 1.450,00","$ 0,00","$ 1.129,71"]
[12644,".Acero Estruct.Perfil \"C\"Metal.Cubierta*","KG",13081.54,"$ 6.189,24","$ 3.460,19","$ 2.822,62","$ 0,00","$ 609,49"]
[19241,"|ALIMENTADOR TGA DE TRANS AUT PPAL TAUTGA CDRC Cometas","UN",269818.23,"$ 230.597,28","$ 1.503,38","$ 28.550,22","$ 9.167,35","$ 0,00"]
[19240,"|ALIMENTADOR TRANS AUT PPAL DE TRPPAL CDRC Cometas","UN",269818.23,"$ 230.597,28","$ 1.503,38","$ 28.550,22","$ 9.167,35","$ 0,00"]
[18933,"2 No. 6 CUxHFFR-LSxAWG fases + 1 No. 8 CUxDesxAWG","ML",42687.42,"$ 20.862,45","$ 1.198,55","$ 15.980,72","$ 4.645,70","$ 0,00"]
[18905,"2X3 NO. 350 CUXHFFR-LSXAWG FASES + 2 NO. 350 CUXHF","ML",561191.78,"$ 512.709,40","$ 2.410,14","$ 32.135,15","$ 13.937,09","$ 0,00"]
[18918,"2X3 NO. 4/0 CUXHFFR-LSXAWG FASES + 2 NO. 4/0 CUXHF","ML",33951.370000000003,"$ 7.350,00","$ 1.207,67","$ 16.102,31","$ 9.291,39","$ 0,00"]
[18921,"3 NO. 1/0 CUXHFFR-LSXAWG FASES + 1 NO. 1/0 CUXHFFR","ML",38706.43,"$ 16.750,75","$ 1.207,67","$ 16.102,31","$ 4.645,70","$ 0,00"]
[18932,"3 NO. 12 CUXHFFR-LSXAWG FASES + 1 NO. 12 CUXHFFR-L","ML",27005.94,"$ 12.090,02","$ 716,53","$ 9.553,69","$ 4.645,70","$ 0,00"]
[18924,"3 NO. 2 CUXHFFR-LSXAWG FASES + 1 NO. 2 CUXHFFR-LSX","ML",83743.86,"$ 61.788,18","$ 1.207,67","$ 16.102,31","$ 4.645,70","$ 0,00"]
[18912,"3 NO. 350 CUXHFFR-LSXAWG FASES + 1 NO. 350 CUXHFFR","ML",283131.07,"$ 256.529,70","$ 1.207,67","$ 16.102,31","$ 9.291,39","$ 0,00"]
[18928,"3 NO. 4 CUXHFFR-LSXAWG FASES + 1 NO. 4 CUXHFFR-LSX","ML",64310.06,"$ 42.354,38","$ 1.207,67","$ 16.102,31","$ 4.645,70","$ 0,00"]
[18929,"3 NO. 6 CU AWG FASES + 1 NO. 8 CU AWG","ML",54438.48,"$ 32.482,80","$ 1.207,67","$ 16.102,31","$ 4.645,70","$ 0,00"]
[18930,"3 NO. 8 CUXHFFR-LSXAWG FASES + 1 NO. 8 CUXHFFR-LSX","ML",53466.18,"$ 31.510,50","$ 1.207,67","$ 16.102,31","$ 4.645,70","$ 0,00"]
[18896,"4X3 NO. 400 CUXTHWNXAWG FASES + 4 NO. 400 CUXTHWN","ML",68273.78,"$ 10.500,00","$ 2.410,14","$ 32.135,15","$ 23.228,49","$ 0,00"]
[14772,"Abdominales adultos mayores (SUM + INST)","UN",2270028.7200000002,"$ 2.184.725,21","$ 4.901,41","$ 68.481,05","$ 11.921,07","$ 0,00"]
[14360,"ABDOMINALES ADULTOS/MAYORES-DISEÑ-IDRD(sumin)","UN",2011005,"$ 2.011.005,00","$ 0,00","$ 0,00","$ 0,00","$ 0,00"]
[12789,"Abrazadera 1\"  **","UN",5611.47,"$ 474,30","$ 244,63","$ 4.892,54","$ 0,00","$ 0,00"]
[12787,"Abrazadera 1/2\" A 3/4\"(Suministro+Instalación)","UN",7381.48,"$ 2.441,89","$ 235,22","$ 4.704,37","$ 0,00","$ 0,00"]
[12791,"Abrazadera 11/2\"  **","UN",6449.19,"$ 1.509,60","$ 235,22","$ 4.704,37","$ 0,00","$ 0,00"]
[12790,"Abrazadera 11/4\"  **","UN",6107.19,"$ 970,02","$ 244,63","$ 4.892,54","$ 0,00","$ 0,00"]
[15641,"Abrazadera 2\"  industrial (Mantenimiento)","UN",12238.81,"$ 4.900,00","$ 2.446,27","$ 4.892,54","$ 0,00","$ 0,00"]
[20639,"ABRAZADERA 2\" INDUSTRIAL (MANTENIMIENTO)","UN",13367.86,"$ 4.900,00","$ 2.822,62","$ 5.645,24","$ 0,00","$ 0,00"]
[15640,"Abrazadera 3\"  industrial","UN",7338.81,"$ 0,00","$ 2.446,27","$ 4.892,54","$ 0,00","$ 0,00"]
[13104,"Abrazadera 3\"(Sum+Inst).  **","UN",5222.1499999999996,"$ 150,98","$ 1.533,48","$ 3.537,69","$ 0,00","$ 0,00"]
[15642,"Abrazadera 4\"  industrial","UN",12341.81,"$ 5.003,00","$ 2.446,27","$ 4.892,54","$ 0,00","$ 0,00"]
[15804,"ABRAZADERA 5/8\" EN ACERO INOXIDABLE (Sumins+Inst)","UN",4964.2700000000004,"$ 3.146,50","$ 86,56","$ 1.731,21","$ 0,00","$ 0,00"]
[10742,"Abrazadera Bajante ALL  6\" con pernos 1/2\"  **","UN",70175.08,"$ 29.233,34","$ 5.967,01","$ 34.974,73","$ 0,00","$ 0,00"]
[10741,"Abrazadera Bajante ALL  6\" con pernos 3/8\"  **","UN",52286.8,"$ 19.244,10","$ 3.464,03","$ 29.578,67","$ 0,00","$ 0,00"]
[17316,"ABRAZADERA PERA AISLAMIENTO DIELÉC. 1 1/2\"","UN",7301.49,"$ 2.516,00","$ 93,83","$ 4.691,66","$ 0,00","$ 0,00"]
[17315,"ABRAZADERA PERA AISLAMIENTO DIELÉC. 1 1/4\"","UN",7089.6,"$ 2.516,00","$ 89,68","$ 4.483,92","$ 0,00","$ 0,00"]
[17314,"ABRAZADERA PERA AISLAMIENTO DIELÉC. 1\"","UN",6895.35,"$ 2.516,00","$ 85,87","$ 4.293,48","$ 0,00","$ 0,00"]
[17312,"ABRAZADERA PERA AISLAMIENTO DIELÉC. 1/2\"","UN",6754.08,"$ 2.516,00","$ 83,10","$ 4.154,98","$ 0,00","$ 0,00"]
[17317,"ABRAZADERA PERA AISLAMIENTO DIELÉC. 2\"","UN",7813.59,"$ 2.516,00","$ 103,87","$ 5.193,72","$ 0,00","$ 0,00"]
[17318,"ABRAZADERA PERA AISLAMIENTO DIELÉC. 3\"","UN",10691.96,"$ 2.516,00","$ 160,31","$ 8.015,65","$ 0,00","$ 0,00"]
[17313,"ABRAZADERA PERA AISLAMIENTO DIELÉC. 3/4\"","UN",6877.69,"$ 2.516,00","$ 85,52","$ 4.276,17","$ 0,00","$ 0,00"]
[16306,"ABRAZADERA TIPO PERA O TRAPECIO  3\" ACERO NEGRO","UN",6467.7,"$ 3.741,00","$ 129,84","$ 2.596,86","$ 0,00","$ 0,00"]
[16305,"ABRAZADERA TIPO PERA O TRAPECIO  4\" ACERO NEGRO","UN",9327.7000000000007,"$ 6.601,00","$ 129,84","$ 2.596,86","$ 0,00","$ 0,00"]
[19190,"ABRAZADERA TRAPECIO 2\"(Inc Elem Fija) CEFE COMETAS","UN",5703.82,"$ 3.770,57","$ 94,12","$ 1.839,13","$ 0,00","$ 0,00"]
[19199,"ABRAZADERA TRAPECIO 3\" (Inc Elem Fija)CEFE COMETAS","UN",8606.7000000000007,"$ 5.880,00","$ 129,84","$ 2.596,86","$ 0,00","$ 0,00"]
[19200,"ABRAZADERA TRAPECIO 4\" (Inc Elem Fija)CEFE COMETAS","UN",11248.71,"$ 8.522,01","$ 129,84","$ 2.596,86","$ 0,00","$ 0,00"]
[19196,"ABRAZADERA TRAPECIO2-1/2\"(IncElemFija)CEFE COMETAS","UN",6370.82,"$ 4.437,57","$ 94,12","$ 1.839,13","$ 0,00","$ 0,00"]
[16281,"Abrazadera Uacero inox.de 1/4\"para Ø 1\"+tuerca","UN",5582.29,"$ 856,00","$ 225,06","$ 4.501,23","$ 0,00","$ 0,00"]
[16282,"Abrazadera Uacero inox.de 1/4\"para Ø 11/2\"+tuerca","UN",4726.29,"$ 0,00","$ 225,06","$ 4.501,23","$ 0,00","$ 0,00"]
[16283,"Abrazadera Uacero inox.de 1/4\"para Ø 11/4\"+tuerca","UN",4726.29,"$ 0,00","$ 225,06","$ 4.501,23","$ 0,00","$ 0,00"]
[16284,"Abrazadera Uacero inox.de 5/16\"para Ø 2\"+tuerca","UN",4726.29,"$ 0,00","$ 225,06","$ 4.501,23","$ 0,00","$ 0,00"]
[16285,"Abrazadera Uacero inox.de 5/16\"para Ø 3\"+tuerca","UN",4726.29,"$ 0,00","$ 225,06","$ 4.501,23","$ 0,00","$ 0,00"]
[16394,"Abrazadera Uacero inox.de 5/16\"para Ø 6\"+tuerca","UN",14531.3,"$ 9.805,01","$ 225,06","$ 4.501,23","$ 0,00","$ 0,00"]
[19021,"AbrazaderaPera/Trapecio 6\"CRDC - CometasSUM+INST","UN",18433.77,"$ 14.786,00","$ 173,70","$ 3.474,07","$ 0,00","$ 0,00"]
[17066,"ABRAZADERAS TIPO PERA 1 1/2\"","UN",6310.72,"$ 4.093,00","$ 105,61","$ 2.112,11","$ 0,00","$ 0,00"]
[17065,"ABRAZADERAS TIPO PERA 1 1/4\"","UN",5977.38,"$ 3.876,00","$ 41,20","$ 2.060,18","$ 0,00","$ 0,00"]
[17064,"ABRAZADERAS TIPO PERA 1\"","UN",6024.09,"$ 4.011,00","$ 39,47","$ 1.973,62","$ 0,00","$ 0,00"]
[17059,"ABRAZADERAS TIPO PERA 1/2\"","UN",5731.46,"$ 3.789,00","$ 38,09","$ 1.904,37","$ 0,00","$ 0,00"]
[17076,"ABRAZADERAS TIPO PERA 10\"","UN",23329.85,"$ 2.516,00","$ 991,14","$ 19.822,71","$ 0,00","$ 0,00"]
[17071,"ABRAZADERAS TIPO PERA 2 1/2\"","UN",7779.32,"$ 4.795,00","$ 58,52","$ 2.925,80","$ 0,00","$ 0,00"]
[17070,"ABRAZADERAS TIPO PERA 2\"","UN",6388.31,"$ 4.128,00","$ 44,32","$ 2.215,99","$ 0,00","$ 0,00"]
[17072,"ABRAZADERAS TIPO PERA 3\"","UN",9453.2199999999993,"$ 6.257,00","$ 62,67","$ 3.133,55","$ 0,00","$ 0,00"]
[17063,"ABRAZADERAS TIPO PERA 3/4\"","UN",5825.43,"$ 3.830,00","$ 39,13","$ 1.956,30","$ 0,00","$ 0,00"]
[17073,"ABRAZADERAS TIPO PERA 4\"","UN",12790,"$ 9.117,00","$ 72,02","$ 3.600,98","$ 0,00","$ 0,00"]
[17074,"ABRAZADERAS TIPO PERA 6\"","UN",17776.509999999998,"$ 10.819,00","$ 136,42","$ 6.821,09","$ 0,00","$ 0,00"]
[17075,"ABRAZADERAS TIPO PERA 8\"","UN",15707.02,"$ 2.516,00","$ 258,65","$ 12.932,37","$ 0,00","$ 0,00"]
[11088,"Abujardado manual \"abuzard\" superficie  m2 **","M2",24358.99,"$ 0,00","$ 1.115,02","$ 20.774,90","$ 2.469,07","$ 0,00"]
[11378,"Abujardado manual \"abuzard\" superficie ml  **","ML",22699.87,"$ 2,11","$ 227,36","$ 22.351,69","$ 118,71","$ 0,00"]
[11379,"Abujardado mecanico \"abuzard\" superficie  m2 **","M2",20308.47,"$ 4,21","$ 3.063,32","$ 17.003,53","$ 237,41","$ 0,00"]
[11380,"Abujardado mecanico \"abuzard\" superficie ml  **","ML",24472.7,"$ 2,11","$ 2.000,19","$ 22.351,69","$ 118,71","$ 0,00"]
[14554,"Acabado en  meson+salpic en granito fundidoColiseo","M2",128297.41,"$ 79.378,84","$ 5.190,31","$ 41.047,73","$ 2.680,53","$ 0,00"]
[18550,"Acabado esmaltado sobre placa de concreto estructu","M2",25994.7,"$ 10.615,75","$ 4.709,69","$ 10.669,27","$ 0,00","$ 0,00"]
[18342,"Acanto /Acanthus Mollis   en jardineras","M2",36608.67,"$ 3.465,79","$ 1.247,62","$ 24.952,48","$ 6.942,78","$ 0,00"]
[18315,"Acanto Planta Ornamental Sobre Cubierta Verde","M2",138945.10999999999,"$ 90.851,74","$ 2.393,65","$ 43.013,00","$ 2.686,73","$ 0,00"]
[18259,"Acanto Planta Ornamental Talud exterior","M2",3409.01,"$ 1.107,26","$ 72,87","$ 1.457,46","$ 771,42","$ 0,00"]
[10047,"Acces bandeja tipo escalera(codo-reducc-T horiz)**","UN",186488.47,"$ 170.659,91","$ 1.306,95","$ 14.521,61","$ 0,00","$ 0,00"]
[19236,"Acces Point Inalambrico POE (Suministro+Instalación)","UN",2399219.4700000002,"$ 2.326.264,00","$ 3.474,07","$ 69.481,40","$ 0,00","$ 0,00"]
[10508,"Acceso Parq. Zon.Malla eslab. cal 10 IDRD h=2.5 **","UN",2452126.0299999998,"$ 1.539.538,43","$ 82.338,94","$ 492.781,75","$ 77.464,47","$ 260.002,43"]
[10607,"Acceso Zonal.Malla electrosol. h=2.0 L=6.16**","UN",6274368.7699999996,"$ 4.458.094,62","$ 119.973,94","$ 814.218,42","$ 77.464,47","$ 804.617,31"]
[16179,"Accesorio  polipropileno1 \"Fusión (Sum+Inst)PN-16","UN",14361.86,"$ 9.817,35","$ 216,41","$ 4.328,10","$ 0,00","$ 0,00"]
[19284,"ACCESORIO ACERO GALV SCH-40 - Ø1\" CDRC Cometas","UN",6437.26,"$ 2.801,66","$ 173,12","$ 3.462,48","$ 0,00","$ 0,00"]
[17304,"ACCESORIO ACERO GALVANIZADO 1 1/2\"","UN",11853.34,"$ 7.738,87","$ 80,68","$ 4.033,79","$ 0,00","$ 0,00"]
[17302,"ACCESORIO ACERO GALVANIZADO 1 1/4\"","UN",7374.16,"$ 3.948,38","$ 67,17","$ 3.358,61","$ 0,00","$ 0,00"]
[17300,"ACCESORIO ACERO GALVANIZADO 1\"","UN",5488.55,"$ 2.751,46","$ 53,67","$ 2.683,42","$ 0,00","$ 0,00"]
[17295,"ACCESORIO ACERO GALVANIZADO 1/2\"","UN",2901.29,"$ 1.523,91","$ 27,01","$ 1.350,37","$ 0,00","$ 0,00"]
[17306,"ACCESORIO ACERO GALVANIZADO 2\"","UN",10646.22,"$ 5.136,72","$ 108,03","$ 5.401,47","$ 0,00","$ 0,00"]
[17308,"ACCESORIO ACERO GALVANIZADO 3\"","UN",22738.46,"$ 14.385,91","$ 163,78","$ 8.188,77","$ 0,00","$ 0,00"]
[17297,"ACCESORIO ACERO GALVANIZADO 3/4\"","UN",3616.58,"$ 1.568,18","$ 40,16","$ 2.008,24","$ 0,00","$ 0,00"]
[17861,"ACCESORIO ACERO INOXIDABLE ROSCAR 1 1/2\"","UN",12257.77,"$ 6.495,33","$ 274,40","$ 5.488,04","$ 0,00","$ 0,00"]
[17094,"ACCESORIO ACERO INOXIDABLE ROSCAR 2\"","UN",15055.63,"$ 9.293,19","$ 274,40","$ 5.488,04","$ 0,00","$ 0,00"]
[17864,"ACCESORIO ACERO INOXIDABLE ROSCAR 3\"","UN",71333.98,"$ 62.928,46","$ 164,81","$ 8.240,71","$ 0,00","$ 0,00"]
[17099,"ACCESORIO ACERO INOXIDABLE ROSCAR 4\"","UN",107705.66,"$ 104.070,06","$ 173,12","$ 3.462,48","$ 0,00","$ 0,00"]
[16186,"Accesorio de polipropileno 1/2\" Fusión (Sum+Ins)","UN",11322.75,"$ 6.778,24","$ 216,41","$ 4.328,10","$ 0,00","$ 0,00"]
[16322,"ACCESORIO DUCTIL RANURADO 1 1/2\" - (sum+inst)","UN",15724.32,"$ 7.544,20","$ 389,53","$ 7.790,59","$ 0,00","$ 0,00"]
[16326,"ACCESORIO DUCTIL RANURADO 2  ½\" - (sum+inst)","UN",26986.42,"$ 16.079,60","$ 519,37","$ 10.387,45","$ 0,00","$ 0,00"]
[16324,"ACCESORIO DUCTIL RANURADO 2\" - (sum+inst)","UN",20693.62,"$ 11.604,60","$ 432,81","$ 8.656,21","$ 0,00","$ 0,00"]
[16339,"ACCESORIO DUCTIL RANURADO 3\" - (sum+inst)","UN",36991.69,"$ 20.822,00","$ 769,99","$ 15.399,70","$ 0,00","$ 0,00"]
[16327,"ACCESORIO DUCTIL RANURADO 4\" - (sum+inst)","UN",42331.32,"$ 30.515,60","$ 562,65","$ 11.253,07","$ 0,00","$ 0,00"]
[16330,"ACCESORIO DUCTIL RANURADO 6\" - (sum+inst)","UN",16169.69,"$ 0,00","$ 769,99","$ 15.399,70","$ 0,00","$ 0,00"]
[17201,"ACCESORIO DUCTIL RANURADO 8\" - (sum+inst)","UN",30385.39,"$ 1.918,21","$ 558,18","$ 27.909,00","$ 0,00","$ 0,00"]
[16986,"ACCESORIO HIERRO FUNDIDO 2\"","UN",4856.13,"$ 0,00","$ 95,22","$ 4.760,91","$ 0,00","$ 0,00"]
[17009,"ACCESORIO HIERRO FUNDIDO 3\"","UN",7204.73,"$ 0,00","$ 141,27","$ 7.063,46","$ 0,00","$ 0,00"]
[17018,"ACCESORIO HIERRO FUNDIDO 4\"","UN",9694.61,"$ 0,00","$ 190,09","$ 9.504,52","$ 0,00","$ 0,00"]
[18650,"ACCESORIO POLIETILENO","UN",17924.150000000001,"$ 5.485,92","$ 592,30","$ 11.845,93","$ 0,00","$ 0,00"]
[16379,"Accesorio polipropileno 2\"Fusión(Sum+Inst)PN-16","UN",34180.300000000003,"$ 28.726,89","$ 259,69","$ 5.193,72","$ 0,00","$ 0,00"]
[16181,"Accesorio polipropileno 3/4\"Fusión (Sum+Inst)PN-16","UN",12901,"$ 8.356,49","$ 216,41","$ 4.328,10","$ 0,00","$ 0,00"]
[16405,"Accesorio polipropileno 4\"Fusión(Sum+Inst)PN-16","UN",17749.34,"$ 9.569,22","$ 389,53","$ 7.790,59","$ 0,00","$ 0,00"]
[16175,"Accesorio polipropileno1 1/2\"Fusión(Sum+Inst)PN-16","UN",24380.53,"$ 19.836,02","$ 216,41","$ 4.328,10","$ 0,00","$ 0,00"]
[16177,"Accesorio polipropileno1 1/4\"Fusión(Sum+Ins)PN-16","UN",18932.599999999999,"$ 14.388,09","$ 216,41","$ 4.328,10","$ 0,00","$ 0,00"]
[17842,"ACCESORIO PVC-P 1 1/4\"","ML",7370.3,"$ 5.851,65","$ 29,78","$ 1.488,87","$ 0,00","$ 0,00"]
[17840,"ACCESORIO PVC-P 1\"","UN",3584.15,"$ 2.454,00","$ 22,16","$ 1.107,99","$ 0,00","$ 0,00"]
[16893,"ACCESORIO PVC-P SCH-80 2 1/2\"","UN",2736.65,"$ 758,88","$ 38,78","$ 1.938,99","$ 0,00","$ 0,00"]
[16880,"ACCESORIO PVC-P SCH-80 2\"","UN",2430.71,"$ 505,92","$ 37,74","$ 1.887,05","$ 0,00","$ 0,00"]
[16896,"ACCESORIO PVC-P SCH-80 3\"","UN",2918.85,"$ 905,76","$ 39,47","$ 1.973,62","$ 0,00","$ 0,00"]
[16899,"ACCESORIO PVC-P SCH-80 4\"","UN",3736.88,"$ 1.158,72","$ 50,55","$ 2.527,61","$ 0,00","$ 0,00"]
[17843,"ACCESORIO PVC-P SCH-80 4\"","UN",3736.88,"$ 1.158,72","$ 50,55","$ 2.527,61","$ 0,00","$ 0,00"]
[16902,"ACCESORIO PVC-P SCH-80 6\"","UN",7124.68,"$ 3.451,68","$ 72,02","$ 3.600,98","$ 0,00","$ 0,00"]
[17826,"ACCESORIO PVC-S 10\"","UN",354979.02,"$ 349.787,37","$ 101,80","$ 5.089,85","$ 0,00","$ 0,00"]
[17847,"ACCESORIO PVC-S 10\"","UN",340965.05,"$ 335.773,40","$ 101,80","$ 5.089,85","$ 0,00","$ 0,00"]
[18774,"ACCESORIO PVC-S 10\"","UN",208110.42,"$ 189.932,39","$ 865,62","$ 17.312,41","$ 0,00","$ 0,00"]
[17047,"ACCESORIO PVC-S 8\"","UN",149388.14000000001,"$ 140.299,12","$ 432,81","$ 8.656,21","$ 0,00","$ 0,00"]
[17846,"ACCESORIO PVC-S 8\"","UN",143992.47,"$ 140.407,76","$ 70,29","$ 3.514,42","$ 0,00","$ 0,00"]
[19147,"ACCESORIOS ACERO AL CARBON- Ø 6\"","UN",214801.49,"$ 196.469,54","$ 875,69","$ 17.456,26","$ 0,00","$ 0,00"]
[15091,"ACCESORIOS ACERO AL CARBON- Ø2-1/2\"","UN",28949.98,"$ 19.707,04","$ 442,88","$ 8.800,06","$ 0,00","$ 0,00"]
[16387,"ACCESORIOS ACERO GALVANIZADO-  Ø1\"","UN",6298.4,"$ 2.662,80","$ 173,12","$ 3.462,48","$ 0,00","$ 0,00"]
[16384,"ACCESORIOS ACERO GALVANIZADO-  Ø2\"","UN",17731.419999999998,"$ 8.642,40","$ 432,81","$ 8.656,21","$ 0,00","$ 0,00"]
[16191,"ACCESORIOS ACERO GALVANIZADO-  Ø3\"","UN",41405.43,"$ 25.045,20","$ 779,06","$ 15.581,17","$ 0,00","$ 0,00"]
[16184,"ACCESORIOS ACERO GALVANIZADO-  Ø4\"","UN",60226.43,"$ 42.048,40","$ 865,62","$ 17.312,41","$ 0,00","$ 0,00"]
[19161,"ACCESORIOS C900 4\" Codos RED INCENDIOS CEFE COMETA","UN",383890.36,"$ 292.743,65","$ 4.344,89","$ 86.801,83","$ 0,00","$ 0,00"]
[12777,"ACCESORIOS CPVC  Ø 1\"**","ML",3171.57,"$ 735,72","$ 115,99","$ 2.319,86","$ 0,00","$ 0,00"]
[13107,"ACCESORIOS CPVC  Ø 1/2\"**","ML",4350.92,"$ 2.533,12","$ 86,56","$ 1.731,24","$ 0,00","$ 0,00"]
[13710,"Accesorios CPVC (agua caliente) 1 1/2\"     **","UN",4385.6099999999997,"$ 1.331,70","$ 145,42","$ 2.908,49","$ 0,00","$ 0,00"]
[13716,"Accesorios CPVC (agua caliente) 2\"     **","UN",82398.720000000001,"$ 78.726,75","$ 174,86","$ 3.497,11","$ 0,00","$ 0,00"]
[14523,"Accesorios CPVC (agua caliente) 3/4\" (Sum+inst)","UN",3404.61,"$ 1.313,04","$ 88,29","$ 1.765,87","$ 237,41","$ 0,00"]
[16492,"Accesorios CPVC Ø 1 \"","UN",5012.3599999999997,"$ 2.285,66","$ 129,84","$ 2.596,86","$ 0,00","$ 0,00"]
[16490,"Accesorios CPVC Ø 1 1/2\"","UN",6382.06,"$ 2.746,46","$ 173,12","$ 3.462,48","$ 0,00","$ 0,00"]
[16491,"Accesorios CPVC Ø 1 1/4\"","UN",2857.7,"$ 1.268,42","$ 31,16","$ 1.558,12","$ 0,00","$ 0,00"]
[16494,"Accesorios CPVC Ø 1/2 \"","UN",5960.05,"$ 4.142,25","$ 86,56","$ 1.731,24","$ 0,00","$ 0,00"]
[16487,"Accesorios CPVC Ø 2 1/2\"","UN",6527.49,"$ 2.746,46","$ 180,05","$ 3.600,98","$ 0,00","$ 0,00"]
[16489,"Accesorios CPVC Ø 2\"","UN",78334.320000000007,"$ 74.553,29","$ 180,05","$ 3.600,98","$ 0,00","$ 0,00"]
[16493,"Accesorios CPVC Ø 3/4 \"","UN",7701.67,"$ 5.883,87","$ 86,56","$ 1.731,24","$ 0,00","$ 0,00"]
[17517,"ACCESORIOS DE SUJECION, GRAPAS Y UNIONES","UN",17570.11,"$ 173,70","$ 26,06","$ 17.370,35","$ 0,00","$ 0,00"]
[16501,"ACCESORIOS EN COBRE Ø 1 1/2 \" (Sum+Inst)","UN",29950.6,"$ 21.770,48","$ 389,53","$ 7.790,59","$ 0,00","$ 0,00"]
[16502,"ACCESORIOS EN COBRE Ø 1 1/4 \" (Sum+Inst)","UN",24082.1,"$ 16.810,88","$ 346,25","$ 6.924,97","$ 0,00","$ 0,00"]
[19312,"ACCESORIOS EN COBRE Ø 7/8\" 90º  CRDC-COMETAS","UN",12005.81,"$ 8.733,77","$ 155,81","$ 3.116,23","$ 0,00","$ 0,00"]
[18807,"ACCESORIOS EN COBRE Ø1","UN",18871.47,"$ 11.600,25","$ 346,25","$ 6.924,97","$ 0,00","$ 0,00"]
[16414,"ACCESORIOS EN COBRE Ø1 \"(REFORZ-UDS)(Sum+Inst)","UN",34908.35,"$ 27.637,13","$ 346,25","$ 6.924,97","$ 0,00","$ 0,00"]
[16562,"ACCESORIOS EN COBRE Ø1 \"(Sum+Inst)","UN",17257.61,"$ 10.895,30","$ 302,97","$ 6.059,34","$ 0,00","$ 0,00"]
[16504,"ACCESORIOS EN COBRE Ø1/2 \" (Sum+Inst)","UN",10472.85,"$ 5.928,34","$ 216,41","$ 4.328,10","$ 0,00","$ 0,00"]
[19305,"ACCESORIOS EN COBRE Ø1/4\" 90º  CRDC-COMETAS","UN",9256.24,"$ 6.529,54","$ 129,84","$ 2.596,86","$ 0,00","$ 0,00"]
[16412,"ACCESORIOS EN COBRE Ø2 \"-(REFORZ-UDS) (Sum+Inst)","UN",71351.75,"$ 62.262,73","$ 432,81","$ 8.656,21","$ 0,00","$ 0,00"]
[16561,"ACCESORIOS EN COBRE Ø2 \"(Sum+Inst)","UN",58176,"$ 48.178,08","$ 476,09","$ 9.521,83","$ 0,00","$ 0,00"]
[17824,"ACCESORIOS EN COBRE Ø2 1/2\"","UN",43271.34,"$ 38.450,52","$ 94,53","$ 4.726,29","$ 0,00","$ 0,00"]
[16410,"ACCESORIOS EN COBRE Ø2 1/2\"-(REFORZ.-UDS) Sum+Inst","UN",67800.05,"$ 55.984,33","$ 562,65","$ 11.253,07","$ 0,00","$ 0,00"]
[16503,"ACCESORIOS EN COBRE Ø3/4 \" (Sum+Inst)","UN",12857.12,"$ 7.403,71","$ 259,69","$ 5.193,72","$ 0,00","$ 0,00"]
[19308,"ACCESORIOS EN COBRE Ø3/8\" 90º  CRDC-COMETAS","UN",8180.64,"$ 5.453,94","$ 129,84","$ 2.596,86","$ 0,00","$ 0,00"]
[19310,"ACCESORIOS EN COBRE Ø5/8\" 90º  CRDC-COMETAS","UN",10314.57,"$ 7.587,87","$ 129,84","$ 2.596,86","$ 0,00","$ 0,00"]
[807,"ACCESORIOS GRES 8\"","UN",22489.16,"$ 265,70","$ 0,00","$ 22.223,46","$ 0,00","$ 0,00"]
[11071,"accesorios HG 1 1/2\" **","UN",8019.2,"$ 1.036,32","$ 34,74","$ 6.948,14","$ 0,00","$ 0,00"]
[11073,"accesorios HG 1/2\" **","UN",9624.7199999999993,"$ 2.641,84","$ 34,74","$ 6.948,14","$ 0,00","$ 0,00"]
[10964,"accesorios HG 2\"     **","UN",11962.05,"$ 4.666,50","$ 347,41","$ 6.948,14","$ 0,00","$ 0,00"]
[10965,"accesorios HG 3\"     **","UN",22661.200000000001,"$ 15.678,32","$ 34,74","$ 6.948,14","$ 0,00","$ 0,00"]
[18772,"ACCESORIOS PP DESAGUES 4\"","UN",13892.28,"$ 7.529,97","$ 302,97","$ 6.059,34","$ 0,00","$ 0,00"]
[11072,"Accesorios PVC agua caliente 3/4 \"     **","UN",4274.7299999999996,"$ 2.147,90","$ 101,28","$ 2.025,55","$ 0,00","$ 0,00"]
[10599,"Accesorios PVC S  ( 3\")      **","UN",18559.400000000001,"$ 11.288,18","$ 346,25","$ 6.924,97","$ 0,00","$ 0,00"]
[10601,"Accesorios PVC S  ( 4\")      **","UN",23340.19,"$ 15.160,07","$ 389,53","$ 7.790,59","$ 0,00","$ 0,00"]
[10645,"Accesorios PVC S  ( 6\")      **","UN",81240.570000000007,"$ 72.151,55","$ 432,81","$ 8.656,21","$ 0,00","$ 0,00"]
[19194,"Accesorios PVC S  ( 8\") Cefe Cometas (Suministro e instalación)","UN",288891.73,"$ 279.802,71","$ 432,81","$ 8.656,21","$ 0,00","$ 0,00"]
[19885,"Accesorios PVC S  ( 8\")Codo o unión Cefe Cometas","UN",140259.1,"$ 134.805,69","$ 259,69","$ 5.193,72","$ 0,00","$ 0,00"]
[11062,"Accesorios PVC S  (2\")      **","UN",13383.24,"$ 7.020,93","$ 302,97","$ 6.059,34","$ 0,00","$ 0,00"]
[12747,"Accesorios PVC S ( 3\") EST. TECHO**","UN",27045.93,"$ 14.321,31","$ 605,93","$ 12.118,69","$ 0,00","$ 0,00"]
[13120,"Accesorios PVC.P 1 1/4\"     **","UN",7099.37,"$ 4.354,49","$ 130,71","$ 2.614,17","$ 0,00","$ 0,00"]
[10587,"Accesorios PVC.P 1/2 \"     **","UN",2867.74,"$ 1.049,94","$ 86,56","$ 1.731,24","$ 0,00","$ 0,00"]
[10586,"Accesorios PVC.P 3/4 \"     **","UN",3212.65,"$ 1.394,85","$ 86,56","$ 1.731,24","$ 0,00","$ 0,00"]
[10585,"Accesorios PVC.P Ø 1\" (Sumin + Instalación)","UN",6269.67,"$ 3.833,82","$ 115,99","$ 2.319,86","$ 0,00","$ 0,00"]
[15853,"Accesorios PVC.P Ø 1\"(Desmonte+Sumin+Instalación)","UN",7683.33,"$ 3.320,60","$ 207,75","$ 4.154,98","$ 0,00","$ 0,00"]
[18615,"Accesorios PVC.P Ø 10\" (Sum + Instalación)","UN",74127.56,"$ 2.930,89","$ 3.391,79","$ 67.804,88","$ 0,00","$ 0,00"]
[11060,"Accesorios PVC.P Ø 2 1/2\" (Sum + Instalación)","UN",48676.36,"$ 44.895,33","$ 180,05","$ 3.600,98","$ 0,00","$ 0,00"]
[15857,"Accesorios PVC.P Ø 2 1/2\"(Desmonte+Sum+Instalación","UN",50530.52,"$ 44.895,33","$ 268,34","$ 5.366,85","$ 0,00","$ 0,00"]
[15856,"Accesorios PVC.P Ø 2\" (Desmonte+Sum+Instalación)","UN",17637.439999999999,"$ 12.329,46","$ 252,76","$ 5.055,22","$ 0,00","$ 0,00"]
[10582,"Accesorios PVC.P Ø 2\" (Sum + Instalación)","UN",16010.47,"$ 12.374,87","$ 173,12","$ 3.462,48","$ 0,00","$ 0,00"]
[15858,"Accesorios PVC.P Ø 3\" (Desmonte+Sum+Inst) mantenim","UN",57908.82,"$ 51.855,54","$ 288,25","$ 5.765,03","$ 0,00","$ 0,00"]
[10581,"Accesorios PVC.P Ø 3\" (Sum + Instalación)","UN",55983.87,"$ 52.348,27","$ 173,12","$ 3.462,48","$ 0,00","$ 0,00"]
[19264,"Accesorios PVC.P Ø 3\" CDRC Cometas","UN",55271.22,"$ 49.817,81","$ 259,69","$ 5.193,72","$ 0,00","$ 0,00"]
[19141,"Accesorios PVC.P Ø 3\" y 8\" (Instalación) CEFE COMETAS","UN",22747.33,"$ 4.117,09","$ 888,63","$ 17.741,61","$ 0,00","$ 0,00"]
[15859,"Accesorios PVC.P Ø 4\" (Desmonte+Sum+Instalación)","UN",79321.09,"$ 72.049,87","$ 346,25","$ 6.924,97","$ 0,00","$ 0,00"]
[11063,"Accesorios PVC.P Ø 4\" (Sum + Instalación)","UN",74254.039999999994,"$ 68.800,63","$ 259,69","$ 5.193,72","$ 0,00","$ 0,00"]
[15860,"Accesorios PVC.P Ø 6\" (Desmonte+Sum+Instalación)","UN",125064.43,"$ 118.247,66","$ 324,61","$ 6.492,16","$ 0,00","$ 0,00"]
[15840,"Accesorios PVC.P Ø 6\" (Sum + Instalación)","UN",125383.5,"$ 118.112,28","$ 346,25","$ 6.924,97","$ 0,00","$ 0,00"]
[18535,"Accesorios PVC.P Ø 8\" (Sum + Instalación)","UN",19655.38,"$ 5.388,76","$ 680,84","$ 13.585,78","$ 0,00","$ 0,00"]
[15855,"Accesorios PVC.P Ø1 1/2\"(Desmonte+Sum+Instalación)","UN",13105.84,"$ 8.143,24","$ 236,31","$ 4.726,29","$ 0,00","$ 0,00"]
[10584,"Accesorios PVC.P Ø1 1/2\"(Sum + Instalación)","UN",12143.84,"$ 8.508,24","$ 173,12","$ 3.462,48","$ 0,00","$ 0,00"]
[10583,"Accesorios PVC.P Ø1 1/4\" (Sum + Instalación)","UN",10723.42,"$ 7.087,82","$ 173,12","$ 3.462,48","$ 0,00","$ 0,00"]
[15854,"Accesorios PVC.P Ø1 1/4\"(Desmonte+Sum+Instalación)","UN",11556.78,"$ 6.903,20","$ 221,60","$ 4.431,98","$ 0,00","$ 0,00"]
[19007,"AccPiscina-SalidModelo Cruzado CRDC-CometasSUM+INS","UN",2337309.77,"$ 2.100.000,00","$ 5.647,82","$ 112.956,45","$ 118.705,50","$ 0,00"]
[16318,"ACERO CARBON ROSCAR 1\" - ACCESORIOS (sum+inst)","UN",5475.6,"$ 1.840,00","$ 173,12","$ 3.462,48","$ 0,00","$ 0,00"]
[16320,"ACERO CARBON ROSCAR 1¼\" - ACCESORIOS (sum+inst)","UN",3635.6,"$ 0,00","$ 173,12","$ 3.462,48","$ 0,00","$ 0,00"]
[15245,"ACERO DE PREESFUERZO VIGAS POSTENZADAS - CEFE COMETA","KG",11020.21,"$ 8.331,08","$ 2.091,47","$ 597,65","$ 0,00","$ 0,00"]
[11774,"ACERO DE REFUERZO 60000 **","KG",5017.3,"$ 4.364,51","$ 6,46","$ 646,33","$ 0,00","$ 0,00"]
[11772,"Acero Estruct. ASTM A-572 Estruct.Metal.Cubierta*","KG",21254.01,"$ 15.470,28","$ 2.149,95","$ 2.258,10","$ 0,00","$ 1.375,68"]
[11270,"Acero Estruct.Portico(Est.compleja) +PintUretano**","KG",11885.11,"$ 5.862,62","$ 838,79","$ 3.893,40","$ 201,68","$ 1.088,63"]
[13002,"Acero estructural rampas, skate **","KG",20587.27,"$ 9.964,30","$ 5.229,68","$ 5.132,14","$ 261,15","$ 0,00"]
[10333,"AceroEstruc cub Tubo curva +pint alquidica**","KG",8249.32,"$ 2.997,89","$ 725,70","$ 3.565,36","$ 201,68","$ 758,70"]
[10204,"AceroEstructural (portico)Compleja+pintEsmaAlquid*","KG",11369.12,"$ 5.399,57","$ 850,18","$ 3.893,40","$ 201,68","$ 1.024,30"]
[10111,"AceroEstructural (portico)Sencillo. inc pint esmal","KG",29095.84,"$ 22.411,20","$ 672,64","$ 3.415,54","$ 201,68","$ 2.394,79"]
[13823,"AceroEstructural (portico)Sencillo.+ pint CAMPIN","KG",29988.41,"$ 24.607,28","$ 85,59","$ 3.080,53","$ 0,00","$ 2.215,02"]
[10205,"AceroEstructural (sencillo) +pint esmal y antic. Compejo Acuatico porticos metali **","KG",28538.92,"$ 21.900,27","$ 672,64","$ 3.415,54","$ 201,68","$ 2.348,80"]
[11564,"AceroEstructural Compleja +pint esma interiores**","KG",11283.71,"$ 5.314,99","$ 838,79","$ 3.893,40","$ 201,68","$ 1.034,86"]
[15159,"Acodalado con andamio para mamposteria hmax=9m  **","M2",131403.98000000001,"$ 14.054,48","$ 105.296,81","$ 12.052,69","$ 0,00","$ 0,00"]
[14507,"Acometida 2#12 + 1#12T","ML",8759.58,"$ 6.570,92","$ 104,22","$ 2.084,44","$ 0,00","$ 0,00"]
[12152,"Acometida 2#4 + 1#4T","ML",34005.980000000003,"$ 25.017,98","$ 428,00","$ 8.560,00","$ 0,00","$ 0,00"]
[12233,"Acometida 2(3#4/0+1#3/0)+1#2/0","ML",566166.41,"$ 541.326,81","$ 2.258,15","$ 22.581,45","$ 0,00","$ 0,00"]
[12232,"Acometida 2(3#4/0+1#3/0)+1#2/0 en 2 DE 2\"","ML",606763.85,"$ 578.102,78","$ 2.605,55","$ 26.055,52","$ 0,00","$ 0,00"]
[16216,"Acometida 3#1/0 + 1#1/0 + 1#2","ML",176151.71,"$ 157.912,84","$ 868,52","$ 17.370,35","$ 0,00","$ 0,00"]
[15677,"Acometida 3#1/0 + 1#1/0 + 1#4T","ML",152736.18,"$ 139.057,03","$ 651,39","$ 13.027,76","$ 0,00","$ 0,00"]
[15676,"Acometida 3#1/0 + 1#1/0 + 1#6T","ML",147913.24,"$ 135.146,04","$ 607,96","$ 12.159,24","$ 0,00","$ 0,00"]
[15431,"Acometida 3#1/0 +1#2","ML",133251.42000000001,"$ 124.131,99","$ 434,26","$ 8.685,17","$ 0,00","$ 0,00"]
[15432,"Acometida 3#1/0 +1#2 +1#4","ML",147834.48000000001,"$ 136.891,16","$ 521,11","$ 10.422,21","$ 0,00","$ 0,00"]
[11629,"Acometida 3#1/0 +1#8 + 1#8T","ML",14127.43,"$ 5.008,00","$ 434,26","$ 8.685,17","$ 0,00","$ 0,00"]
[527,"Acometida 3#10 + 1#12 en 3/4","ML",23029.57,"$ 15.734,02","$ 347,41","$ 6.948,14","$ 0,00","$ 0,00"]
[15434,"Acometida 3#10 + 1#12T","ML",15675.62,"$ 12.027,85","$ 173,70","$ 3.474,07","$ 0,00","$ 0,00"]
[14515,"Acometida 3#10+1#12T","ML",15619.87,"$ 11.972,10","$ 173,70","$ 3.474,07","$ 0,00","$ 0,00"]
[14516,"Acometida 3#10+1#2T","ML",30993.69,"$ 22.786,20","$ 390,83","$ 7.816,66","$ 0,00","$ 0,00"]
[14508,"Acometida 3#12+1#12T","ML",13397.39,"$ 8.897,73","$ 214,27","$ 4.285,39","$ 0,00","$ 0,00"]
[14934,"Acometida 3#2 + 1#2 + 1#6 (Inc.retiro acomt exis)","ML",155310.24,"$ 138.113,60","$ 1.563,33","$ 15.633,31","$ 0,00","$ 0,00"]
[14671,"Acometida 3#2 + 1#4 + 1#4T","ML",135598.96,"$ 119.652,98","$ 312,67","$ 15.633,31","$ 0,00","$ 0,00"]
[13585,"Acometida 3#2 + 1#4 + 1#6","ML",127534.08,"$ 112.942,99","$ 694,81","$ 13.896,28","$ 0,00","$ 0,00"]
[1005,"Acometida 3#2 +1#1/0 en 2\"","ML",130336.78,"$ 113.921,80","$ 781,67","$ 15.633,31","$ 0,00","$ 0,00"]
[11713,"Acometida 3#2 +1#4","ML",111640.54,"$ 104.344,99","$ 347,41","$ 6.948,14","$ 0,00","$ 0,00"]
[11631,"Acometida 3#2 +1#8 + 1#8T","ML",110636.15,"$ 98.780,88","$ 564,54","$ 11.290,73","$ 0,00","$ 0,00"]
[11637,"Acometida 3#350MCM +1#250MCM","ML",63032.3,"$ 35.674,00","$ 1.302,78","$ 26.055,52","$ 0,00","$ 0,00"]
[11714,"Acometida 3#4","ML",42998.63,"$ 37.526,97","$ 260,56","$ 5.211,10","$ 0,00","$ 0,00"]
[13889,"Acometida 3#4 +1#6 + 1#8T en PVC2\"","ML",86400.3,"$ 68.816,39","$ 1.620,34","$ 15.963,58","$ 0,00","$ 0,00"]
[11632,"Acometida 3#4 +1#8 + 1#8T","ML",54390.239999999998,"$ 42.534,97","$ 564,54","$ 11.290,73","$ 0,00","$ 0,00"]
[14121,"Acometida 3#4 Aluminio Aislado","ML",16382.21,"$ 10.650,00","$ 521,11","$ 5.211,10","$ 0,00","$ 0,00"]
[16212,"Acometida 3#4/0 + 1#4/0 + 1#2","ML",306671.96999999997,"$ 288.433,10","$ 868,52","$ 17.370,35","$ 0,00","$ 0,00"]
[11634,"Acometida 3#4/0 +1#2/0","ML",255131.64,"$ 233.245,00","$ 1.042,22","$ 20.844,42","$ 0,00","$ 0,00"]
[14659,"Acometida 3#4+1#6+1#6T","ML",68967.289999999994,"$ 55.678,97","$ 260,56","$ 13.027,76","$ 0,00","$ 0,00"]
[13586,"Acometida 3#4+1#6+1#8","ML",64922.83,"$ 52.155,63","$ 607,96","$ 12.159,24","$ 0,00","$ 0,00"]
[14935,"Acometida 3#6 +1#6 +1#8 Incluye terminales","ML",52554.32,"$ 41.611,00","$ 521,11","$ 10.422,21","$ 0,00","$ 0,00"]
[16509,"Acometida 3#6+1#6+1#6T","ML",54174.32,"$ 43.231,00","$ 521,11","$ 10.422,21","$ 0,00","$ 0,00"]
[13587,"Acometida 3#6+1#8+1#10","ML",43109.43,"$ 33.990,00","$ 434,26","$ 8.685,17","$ 0,00","$ 0,00"]
[14668,"Acometida 3#6+1#8+1#8T","ML",49168.42,"$ 36.766,00","$ 243,18","$ 12.159,24","$ 0,00","$ 0,00"]
[529,"Acometida 3#8 + 10 en 1 ½\"","ML",36147.43,"$ 27.028,00","$ 434,26","$ 8.685,17","$ 0,00","$ 0,00"]
[10747,"Acometida 3#8 +10 + 10T en 3/4\"","ML",34461.440000000002,"$ 25.342,01","$ 434,26","$ 8.685,17","$ 0,00","$ 0,00"]
[14654,"Acometida 3#8+1#10+1#10T","ML",21400.1,"$ 14.313,00","$ 138,96","$ 6.948,14","$ 0,00","$ 0,00"]
[16773,"Acometida 3#8+1#8+1#10","ML",32339.43,"$ 23.220,00","$ 434,26","$ 8.685,17","$ 0,00","$ 0,00"]
[15433,"Acometida 4#10 + 1#12T","ML",18019.52,"$ 15.283,69","$ 130,28","$ 2.605,55","$ 0,00","$ 0,00"]
[1006,"Acometida 4#12 en 3/4","ML",17602.86,"$ 12.826,01","$ 434,26","$ 4.342,59","$ 0,00","$ 0,00"]
[12234,"Acometida 7X250 KCM + 1X2T","ML",61030.080000000002,"$ 32.369,01","$ 2.605,55","$ 26.055,52","$ 0,00","$ 0,00"]
[525,"Acometida Aerea 10 MT/CN","UN",350094.7,"$ 330.031,95","$ 955,37","$ 19.107,38","$ 0,00","$ 0,00"]
[526,"Acometida Aerea 10 MT/PVC","UN",367316.38,"$ 347.253,63","$ 955,37","$ 19.107,38","$ 0,00","$ 0,00"]
[11960,"Acometida BT 3#2/0+1#1/0+1#4T EN 3 EMT","ML",264530.86,"$ 232.048,31","$ 2.952,96","$ 29.529,59","$ 0,00","$ 0,00"]
[11959,"Acometida BT 3#250MCM+1#4/0+1#2T","ML",326643.46999999997,"$ 269.321,31","$ 5.211,11","$ 52.111,05","$ 0,00","$ 0,00"]
[9006,"Acometida BT 3#250MCM+1#4/0+1#2T AWG Font NO USAR","ML",0,"$ 0,00","$ 0,00","$ 0,00","$ 0,00","$ 0,00"]
[15324,"Acometida BT 3#300MCM+1#4/0+1#2T","ML",308235.59000000003,"$ 248.047,33","$ 2.866,11","$ 57.322,15","$ 0,00","$ 0,00"]
[11958,"Acometida BT 3#4/0+1#2/0+1#2T","ML",382782.24,"$ 331.192,31","$ 4.689,99","$ 46.899,94","$ 0,00","$ 0,00"]
[9005,"Acometida BT 3#4/0+1#2/0+1#2T AWG Fontanar NO USAR","ML",0,"$ 0,00","$ 0,00","$ 0,00","$ 0,00","$ 0,00"]
["10626-1","ACOMETIDA BT 3X2 ALUMINIO","ML",20702.43,"$ 11.583,00","$ 434,26","$ 8.685,17","$ 0,00","$ 0,00"]
[15675,"Acometida BT en Aluminio 3#1/0 +1#1/0","ML",42459.24,"$ 29.692,04","$ 607,96","$ 12.159,24","$ 0,00","$ 0,00"]
[15673,"Acometida BT en Aluminio 3#2 +1#2","ML",24563.43,"$ 15.444,00","$ 434,26","$ 8.685,17","$ 0,00","$ 0,00"]
[16774,"Acometida BT en Aluminio 3#2 +1#2  SERIE 8.000","ML",9119.43,"$ 0,00","$ 434,26","$ 8.685,17","$ 0,00","$ 0,00"]
[15671,"Acometida BT en Aluminio 3#4 +1#4","ML",19671.66,"$ 14.200,00","$ 260,56","$ 5.211,10","$ 0,00","$ 0,00"]
[15301,"Acometida cable AL 2#4 AWG THHN AP","ML",11659.72,"$ 7.100,00","$ 217,13","$ 4.342,59","$ 0,00","$ 0,00"]
[16716,"Acometida Cable Aluminio 25mm2(Transf. a  Equipo)","ML",7819.85,"$ 4.276,30","$ 69,48","$ 3.474,07","$ 0,00","$ 0,00"]
[16301,"Acometida Cable Multifilar #6","UN",146108.96,"$ 113.279,00","$ 1.563,33","$ 31.266,63","$ 0,00","$ 0,00"]
[18010,"ACOMETIDA CONTROL REFRIGERANTE VARIABLE","ML",34581.56,"$ 17.453,64","$ 815,62","$ 16.312,30","$ 0,00","$ 0,00"]
[15732,"Acometida de MT. Transformador, alumbrado publico","ML",33993.769999999997,"$ 0,00","$ 990,11","$ 33.003,66","$ 0,00","$ 0,00"]
[19006,"ACOMETIDA ELECTRICA POTENCIA CONTROL CEFE COMETAS","ML",92023.81,"$ 88.311,90","$ 177,90","$ 3.534,01","$ 0,00","$ 0,00"]
[11638,"Acometida en  3Nº6 +1 Nº 8 + 1 Nº 8 T","ML",39921.43,"$ 30.802,00","$ 434,26","$ 8.685,17","$ 0,00","$ 0,00"]
[16805,"Acometida en  3Nº6 +1 Nº 8 + 1 Nº 8 T","ML",43353.78,"$ 23.291,03","$ 955,37","$ 19.107,38","$ 0,00","$ 0,00"]
[13890,"Acometida en  3Nº6 +1 Nº 8 + 1 Nº 8 T**","ML",70841.31,"$ 39.404,17","$ 2.749,41","$ 27.254,30","$ 1.433,44","$ 0,00"]
[15200,"Acometida en  3Nº8 +1 Nº 8 + 1 Nº 10 T","ML",30973.63,"$ 22.027,90","$ 260,56","$ 8.685,17","$ 0,00","$ 0,00"]
[12238,"Acometida en  3Nº8 +1 Nº 8 + 1 Nº 8 T","ML",33176.43,"$ 24.057,00","$ 434,26","$ 8.685,17","$ 0,00","$ 0,00"]
[16507,"Acometida en  3Nº8 +1 Nº 8 T","ML",27803.66,"$ 19.049,00","$ 416,89","$ 8.337,77","$ 0,00","$ 0,00"]
[13103,"Acometida en  4Nº6  Tubería EMTØ1\"**","ML",88730.5,"$ 50.428,88","$ 1.823,89","$ 36.477,73","$ 0,00","$ 0,00"]
[11633,"Acometida en  Cable Cobre 2 Nº10","ML",11847.66,"$ 6.376,00","$ 260,56","$ 5.211,10","$ 0,00","$ 0,00"]
[13181,"Acometida en  CablE Cobre 2 Nº10  + 1N°10","ML",18683.43,"$ 9.564,00","$ 434,26","$ 8.685,17","$ 0,00","$ 0,00"]
[11715,"Acometida en 2 Nº4","ML",34137.410000000003,"$ 25.017,98","$ 434,26","$ 8.685,17","$ 0,00","$ 0,00"]
[13052,"Acometida en 2 Nº4 Aluminio Aislado","ML",11659.72,"$ 7.100,00","$ 217,13","$ 4.342,59","$ 0,00","$ 0,00"]
[15203,"Acometida en 3N°10 + 1N°10 + 1N°10 T","ML",23602.83,"$ 14.657,10","$ 260,56","$ 8.685,17","$ 0,00","$ 0,00"]
[15198,"Acometida en 3N°2 + 1N°2 + 1N° 4 T","ML",138483.82999999999,"$ 129.364,40","$ 434,26","$ 8.685,17","$ 0,00","$ 0,00"]
[15199,"Acometida en 3N°2 + 1N°2 + 1N°8 T","ML",131897.63,"$ 122.951,90","$ 260,56","$ 8.685,17","$ 0,00","$ 0,00"]
[14936,"Acometida en 3Nº8 +1 Nº8+1Nº10(Inc.Terminales)","ML",31881.45,"$ 24.585,90","$ 347,41","$ 6.948,14","$ 0,00","$ 0,00"]
[17541,"ACOMETIDA EN B.T. DESDE TGD 1","ML",50058.07,"$ 37.880,59","$ 18,24","$ 12.159,24","$ 0,00","$ 0,00"]
[17551,"ACOMETIDA EN B.T. DESDE TGD 1 HASTA TGD2","ML",55329.11,"$ 37.932,70","$ 26,06","$ 17.370,35","$ 0,00","$ 0,00"]
[17542,"ACOMETIDA EN B.T. DESDE TGD 1 TRANS.SEC  150 KVA","ML",27571.66,"$ 1.477,06","$ 39,08","$ 26.055,52","$ 0,00","$ 0,00"]
[17554,"ACOMETIDA EN B.T. DESDE TGD 1 Y TGD 2 3X6+1X4+1X8T","ML",24544.560000000001,"$ 14.106,72","$ 15,63","$ 10.422,21","$ 0,00","$ 0,00"]
[17552,"ACOMETIDA EN B.T. DESDE TGD 1 Y TGD 2+TABLEROS","ML",24817.54,"$ 17.858,98","$ 10,42","$ 6.948,14","$ 0,00","$ 0,00"]
[17555,"ACOMETIDA EN B.T. TABLERO PRINC. DE PISCINAS OLIMP","ML",173877.13,"$ 151.261,81","$ 33,87","$ 22.581,45","$ 0,00","$ 0,00"]
[17557,"ACOMETIDA EN B.T. TABLERO PRINC. DE PISCINAS RECRE","ML",18913.080000000002,"$ 4.995,96","$ 20,84","$ 13.896,28","$ 0,00","$ 0,00"]
[17560,"ACOMETIDA EN B.T. TGD 1 AIRE ACONDICIONADO","ML",331941.18,"$ 302.367,30","$ 44,29","$ 29.529,59","$ 0,00","$ 0,00"]
[17559,"ACOMETIDA EN B.T. TGD1 BOMBA SUMINISTRO Y EYECTORA","ML",173877.13,"$ 151.261,81","$ 33,87","$ 22.581,45","$ 0,00","$ 0,00"]
[17543,"ACOMETIDA EN B.T. TRANS. SECO BAJA-BAJA DE 150 KVA","ML",331941.18,"$ 302.367,30","$ 44,29","$ 29.529,59","$ 0,00","$ 0,00"]
[17558,"ACOMETIDA EN B.T.DESDE TGD 13X2+1X1/0+1X2T Cu LSZH","ML",50058.07,"$ 37.880,59","$ 18,24","$ 12.159,24","$ 0,00","$ 0,00"]
[16689,"Acometida en Cable Alum.  3Nº4/0 +1 Nº4/0 THHN","ML",40899,"$ 31.492,88","$ 434,26","$ 8.685,17","$ 286,69","$ 0,00"]
[16686,"Acometida en Cobre en 3Nº2/0 +1 Nº 4 THHN","ML",144284.38,"$ 134.519,90","$ 434,26","$ 8.685,17","$ 645,05","$ 0,00"]
[425,"ACOMETIDA Galv. 1/2\" 5 M.","UN",526995.43000000005,"$ 462.711,43","$ 0,00","$ 64.284,00","$ 0,00","$ 0,00"]
[711,"ACOMETIDA GAS UNIFAMILIAR","UN",155629.63,"$ 27.864,01","$ 0,00","$ 127.765,62","$ 0,00","$ 0,00"]
[17544,"ACOMETIDA GENERAL DE B.T. DESDE BORNES DEL TRANSF.","ML",114716.93,"$ 62.527,71","$ 78,17","$ 52.111,05","$ 0,00","$ 0,00"]
[17545,"ACOMETIDA GENERAL DE B.T.BORNE + TRANSFERENCIA BCI","ML",354782.33,"$ 302.593,11","$ 78,17","$ 52.111,05","$ 0,00","$ 0,00"]
[19366,"Acometida HFFRLS 2x(3x250F+1x250N)+1x2T+tub IMC 4\"","ML",605180.11,"$ 480.835,15","$ 5.926,89","$ 118.418,06","$ 0,00","$ 0,00"]
[13100,"ACOMETIDA INTERNET TUB.PVC CONDUIT 1\"(sum+inst)","ML",60576.83,"$ 13.366,14","$ 4.219,91","$ 38.260,43","$ 4.730,35","$ 0,00"]
[11834,"Acometida luminarias alambre Cu  3Nº12 AWG THHN","ML",91919.43,"$ 82.800,00","$ 434,26","$ 8.685,17","$ 0,00","$ 0,00"]
[11835,"Acometida luminarias de torres cable Al  Nº6 AWG","ML",334001.38,"$ 324.881,95","$ 434,26","$ 8.685,17","$ 0,00","$ 0,00"]
[12343,"Acometida Parcial teléfono de 3/4\"","ML",6598.93,"$ 4.775,05","$ 86,85","$ 1.737,03","$ 0,00","$ 0,00"]
[426,"ACOMETIDA PVC   1/2\" 5 M.","UN",190910.56,"$ 126.626,56","$ 0,00","$ 64.284,00","$ 0,00","$ 0,00"]
[427,"ACOMETIDA PVC   3/4\" 5 M.","UN",433820.22,"$ 369.366,10","$ 0,00","$ 64.454,12","$ 0,00","$ 0,00"]
[11102,"ACOMETIDA PVC   alcantarillado **.","UN",635064.22,"$ 404.459,60","$ 10.981,17","$ 219.623,45","$ 0,00","$ 0,00"]
[10624,"Acometida PVC.P 2 1/2\"  **","ML",49407.23,"$ 31.404,35","$ 231,94","$ 11.356,78","$ 0,00","$ 6.414,17"]
[10588,"Acometida PVC.P 3\"  **","ML",57651.29,"$ 38.821,20","$ 222,34","$ 11.117,02","$ 0,00","$ 7.490,73"]
[19342,"ACOMETIDA PVCP 1\" RDE 21 CEFE COMETAS","UN",1261327.42,"$ 1.243.149,39","$ 865,62","$ 17.312,41","$ 0,00","$ 0,00"]
[12359,"Acometida Subterranea Cable Alum.  3Nº4/0 +1 Nº1/0","ML",60369.5,"$ 22.591,88","$ 3.408,27","$ 34.082,66","$ 286,69","$ 0,00"]
[11844,"ACOMETIDA TELEFÓNICA Cable telefónico 10 pares sub","ML",9119.43,"$ 0,00","$ 434,26","$ 8.685,17","$ 0,00","$ 0,00"]
[11825,"ACOMETIDA TELEFONICA Caja de paso doble ETB","UN",513141.48,"$ 152.339,89","$ 3.532,48","$ 291.159,64","$ 66.109,47","$ 0,00"]
[11823,"ACOMETIDA TELEFONICA Caja de paso sencilla ETB","UN",270731.2,"$ 76.169,95","$ 1.950,06","$ 154.834,37","$ 37.776,84","$ 0,00"]
[15033,"Acometida Telefonica Tubo PVC Conduit 1 1/2\"","ML",27126.75,"$ 10.507,49","$ 325,87","$ 16.293,39","$ 0,00","$ 0,00"]
[11898,"Acometida Telefónica, refuerzo en Cra 146xAv Suba","UN",0,"$ 0,00","$ 0,00","$ 0,00","$ 0,00","$ 0,00"]
[15335,"ACOMETIDA THHN 1#2  Equipotencializar","ML",34861.31,"$ 31.265,65","$ 469,00","$ 3.126,66","$ 0,00","$ 0,00"]
[15334,"ACOMETIDA THHN 2#10","ML",11057.45,"$ 7.421,84","$ 474,21","$ 3.161,40","$ 0,00","$ 0,00"]
[15332,"ACOMETIDA THHN 2#4+1#10 T-BT a porteria2","ML",37503.64,"$ 29.513,28","$ 1.042,22","$ 6.948,14","$ 0,00","$ 0,00"]
[15331,"ACOMETIDA THHN 2#6+1#10 Margarita T-BT a porteria1","ML",29681.66,"$ 21.691,30","$ 1.042,22","$ 6.948,14","$ 0,00","$ 0,00"]
[15333,"ACOMETIDA THHN 2#8+1#10 T-BT","ML",22394.85,"$ 15.099,30","$ 347,41","$ 6.948,14","$ 0,00","$ 0,00"]
[13185,"ACOMETIDA THHN 3#1/0+1#2+1#4T-TUB.11/2\" EMT**","ML",211180.1,"$ 178.219,86","$ 4.299,16","$ 28.661,08","$ 0,00","$ 0,00"]
[13183,"ACOMETIDA THHN 3#2+1#4+1#6T-TUB.11/4\" EMT**","ML",138907.07999999999,"$ 120.181,85","$ 1.702,29","$ 17.022,94","$ 0,00","$ 0,00"]
[15328,"ACOMETIDA THHN 3#4+1#4tierra+1#6T","ML",68930.42,"$ 59.941,26","$ 1.172,50","$ 7.816,66","$ 0,00","$ 0,00"]
[15329,"ACOMETIDA THHN 3#4+1#6","ML",55422.63,"$ 47.432,27","$ 1.042,22","$ 6.948,14","$ 0,00","$ 0,00"]
[13186,"ACOMETIDA THHN 3#4+1#6+1#8T-TUB.1\" EMT**","ML",96953.06,"$ 73.980,77","$ 2.996,39","$ 19.975,90","$ 0,00","$ 0,00"]
[13184,"ACOMETIDA THHN 3#4+1#6+1#8T-TUB.11/4\" EMT**","ML",82759.850000000006,"$ 58.988,52","$ 3.100,61","$ 20.670,72","$ 0,00","$ 0,00"]
[15330,"ACOMETIDA THHN 3#8 Control Alumbrado","ML",25203.66,"$ 17.213,30","$ 1.042,22","$ 6.948,14","$ 0,00","$ 0,00"]
[16223,"Acometida Trifasica 1#8 + 1#8 + 1#10","ML",20704.45,"$ 13.408,90","$ 347,41","$ 6.948,14","$ 0,00","$ 0,00"]
[16221,"Acometida Trifasica 3#8 + 1#8 + 1#10","ML",32544.33,"$ 23.424,90","$ 434,26","$ 8.685,17","$ 0,00","$ 0,00"]
[18598,"ACOMETIDA TRIFASICA MEDIA TENSION ALU 15 KV","UN",385444.68,"$ 363.489,00","$ 1.207,67","$ 16.102,31","$ 4.645,70","$ 0,00"]
[13142,"ACOMETIDA UPS A TABLERO REG. 3X10+1X10T PVC 3/4\"","UN",66479.149999999994,"$ 43.234,89","$ 340,46","$ 6.809,18","$ 2.866,88","$ 13.227,74"]
[14503,"AcometidaCable Cobre Aislado 2 Nº10+1N°12T(GIM-SUR","ML",15206.57,"$ 8.620,50","$ 166,65","$ 3.333,08","$ 3.086,34","$ 0,00"]
[15323,"AcometidaTransfo. a medidor3#300+1#4/0THHMargarita","ML",239139.59,"$ 217.435,33","$ 1.033,54","$ 20.670,72","$ 0,00","$ 0,00"]
[16209,"AcometidaTrifasic2(3N°400MCM+1N°400CMC+1N°2/0)AWG-","ML",79100.639999999999,"$ 42.622,90","$ 1.737,04","$ 34.740,70","$ 0,00","$ 0,00"]
[16224,"AcometidaTrifasica (3N°10+1N°10+1N°10)AWG-THNN10","ML",22984.87,"$ 16.054,10","$ 330,04","$ 6.600,73","$ 0,00","$ 0,00"]
[16218,"AcometidaTrifasica (3N°2+1N°2+1N°4)AWG-THNN","ML",148360.59,"$ 135.593,39","$ 607,96","$ 12.159,24","$ 0,00","$ 0,00"]
[16219,"AcometidaTrifasica (3N°4+1N°4+1N°6)AWG-THNN","ML",68126.89,"$ 59.007,46","$ 434,26","$ 8.685,17","$ 0,00","$ 0,00"]
[16220,"AcometidaTrifasica (3N°6+1N°6+1N°8)AWG-THNN","ML",48760.43,"$ 39.641,00","$ 434,26","$ 8.685,17","$ 0,00","$ 0,00"]
[16222,"AcometidaTrifasica 2#8 + 1#8 + 1#10","ML",26806.78,"$ 18.416,90","$ 399,52","$ 7.990,36","$ 0,00","$ 0,00"]
[16213,"AcometidaTrifasica 2x(3N°2/0+1N°2/0+1N°4)AWG-THNN","ML",346227.49,"$ 331.636,40","$ 694,81","$ 13.896,28","$ 0,00","$ 0,00"]
[14702,"ACOPLE COMPLETO (SUM + INST)","UN",59781.86,"$ 39.257,46","$ 7.826,80","$ 4.096,96","$ 8.600,64","$ 0,00"]
[12875,"Acople Completo (Suministro)","UN",38826,"$ 38.826,00","$ 0,00","$ 0,00","$ 0,00","$ 0,00"]
[14780,"ACOPLE COMPLETO(DESM+SUM+INST)","UN",69566.149999999994,"$ 39.257,46","$ 10.999,01","$ 10.709,04","$ 8.600,64","$ 0,00"]
[16925,"ACOPLE FLEXOMETÁLICO LAVAMANOS","UN",26148.959999999999,"$ 14.300,00","$ 232,33","$ 11.616,63","$ 0,00","$ 0,00"]
[14618,"ACOPLES COLUMP METALICO 3/8\" forma S (SUM + INST)","UN",66479.95,"$ 45.970,28","$ 7.095,10","$ 4.813,93","$ 8.600,64","$ 0,00"]
[14786,"ACOPLES columpio metal 3/8\" forma S(DESM+SUM+INST)","UN",83327.789999999994,"$ 45.970,28","$ 16.596,18","$ 12.160,69","$ 8.600,64","$ 0,00"]
[14708,"ACOPLES EN U LAM CAL 3/16      (SUM + INST)","UN",82235.570000000007,"$ 63.005,69","$ 9.285,82","$ 6.145,44","$ 3.798,62","$ 0,00"]
[14867,"ACOPLES EN U LAM CAL 3/16(DESM+SUM+INST)","UN",102209.46,"$ 63.005,69","$ 17.969,22","$ 17.435,93","$ 3.798,62","$ 0,00"]
[14394,"ACRILICO INCOLORO 4mm - Puerta o Ven (Sum+Inst)","M2",158160,"$ 158.160,00","$ 0,00","$ 0,00","$ 0,00","$ 0,00"]
[11930,"Adaptador de limpieza sanitaria 4\"**","UN",35183.480000000003,"$ 21.346,24","$ 432,81","$ 8.656,21","$ 4.748,22","$ 0,00"]
[10454,"Adaptador hembra PVC Sch40 d=1/2\" **","UN",4103.51,"$ 512,00","$ 171,02","$ 3.420,49","$ 0,00","$ 0,00"]
[10456,"Adaptador hembra PVC Sch40 d=2 1/2\" **","UN",4880.49,"$ 0,00","$ 232,40","$ 4.648,09","$ 0,00","$ 0,00"]
[10367,"Adaptador hembra PVC Sch40 d=6\" **","UN",58533.27,"$ 0,00","$ 2.787,30","$ 55.745,97","$ 0,00","$ 0,00"]
[10455,"Adaptador hembra PVC Sch40 d=6\" **","UN",32699.69,"$ 0,00","$ 1.362,49","$ 27.249,74","$ 0,00","$ 4.087,46"]
[10078,"Adaptador hembra PVC Sch40 d=8\" **","UN",32699.69,"$ 0,00","$ 1.362,49","$ 27.249,74","$ 0,00","$ 4.087,46"]
[10512,"Adaptador hembra PVCP Sch40 d=2\" **","UN",26392.76,"$ 20.114,00","$ 135,90","$ 2.718,05","$ 0,00","$ 3.424,81"]
[10513,"Adaptador macho PVC Sch40 d=1/2\" **","UN",17916.939999999999,"$ 596,00","$ 750,49","$ 15.009,86","$ 0,00","$ 1.560,59"]
[10514,"Adaptador macho PVC Sch40 d=2\" **","UN",26055.84,"$ 7.995,00","$ 750,49","$ 15.009,86","$ 0,00","$ 2.300,49"]
[10515,"Adaptador macho PVC Sch40 d=4\" **","UN",17261.34,"$ 0,00","$ 750,49","$ 15.009,86","$ 0,00","$ 1.500,99"]
[10466,"Adaptador macho PVC Sch80 d=4\" **","UN",17261.34,"$ 0,00","$ 750,49","$ 15.009,86","$ 0,00","$ 1.500,99"]
[17130,"ADAPTADOR MACHO PVC-P 1 1/2\"","UN",1592.09,"$ 73,44","$ 29,78","$ 1.488,87","$ 0,00","$ 0,00"]
[17135,"ADAPTADOR MACHO PVC-P 3\"","UN",2331.4499999999998,"$ 424,32","$ 37,39","$ 1.869,74","$ 0,00","$ 0,00"]
[12769,"Adecuación 4Tranpolines foso Clavados(Complejo Ac)","UN",3284979.41,"$ 645.495,98","$ 772.010,50","$ 1.796.249,63","$ 71.223,30","$ 0,00"]
[12167,"Adecuación estr. met. cerr. contra impac  h=2.5m**","ML",334376.65000000002,"$ 180.240,28","$ 7.573,41","$ 123.517,93","$ 7.122,33","$ 15.922,70"]
[16440,"ADHESIVO ELASTICO  POLIURETANO PARA MADERA","ML",9201.25,"$ 7.007,33","$ 43,02","$ 2.150,90","$ 0,00","$ 0,00"]
[15806,"ADHESIVO EN VINILO BRILLANTE D=40 cms (Canecas)","UN",38014.39,"$ 11.583,00","$ 1.258,64","$ 25.172,75","$ 0,00","$ 0,00"]
[11660,"ADHESIVO EPOXICO(EPOTOC) PARA CONCRETOS","M2",1047.4000000000001,"$ 0,00","$ 95,22","$ 952,18","$ 0,00","$ 0,00"]
[10781,"Adoq.Concreto e=0.06 p<5% 4.2-1 blan Geot. T-2400*","M2",182478.89,"$ 84.866,88","$ 38.698,62","$ 39.942,00","$ 18.971,38","$ 0,00"]
[10532,"Adoq.Concreto e=0.06 p<5% 5.3-1 bland Geot. Bx-40","M2",174658.03,"$ 77.045,88","$ 38.743,22","$ 39.897,54","$ 18.971,38","$ 0,00"]
[12888,"Adoq.Concreto e=0.06 p<5%Subb(0.25m);Base(0.20m)Ge","M2",203126.17,"$ 92.402,60","$ 44.511,32","$ 41.820,46","$ 24.391,78","$ 0,00"]
[10800,"Adoq.concreto.EstampillsobreConcreto e=0.07+Subb**","M2",202962.55,"$ 122.925,90","$ 24.384,59","$ 55.652,07","$ 0,00","$ 0,00"]
[10551,"AdoqArcill claro-osc. e=0.06 p<5% 5.4-Geot. BX-40","M2",163520.28,"$ 66.095,97","$ 38.673,06","$ 39.779,86","$ 18.971,38","$ 0,00"]
[10552,"AdoqArcill clar-osc.e=0.06 5<p<10% 5.3-1GeoGT-2400","M2",156725.60999999999,"$ 66.917,05","$ 34.831,82","$ 38.715,56","$ 16.261,18","$ 0,00"]
[10553,"AdoqArcill clar-osc.e=0.06 p>10% 5.3-1GeoGT-2400","M2",155243.04999999999,"$ 66.750,22","$ 32.690,33","$ 39.541,31","$ 16.261,18","$ 0,00"]
[10442,"AdoqArcill(1/4x26) e=0.06 p<5% 5.4-1blandGeotBX-40","M2",162122.54,"$ 64.698,23","$ 38.673,06","$ 39.779,86","$ 18.971,38","$ 0,00"]
[15194,"Adoquin arcilla 10x20x06  pegado mortero **","M2",77757.63,"$ 46.289,85","$ 1.576,06","$ 29.891,72","$ 0,00","$ 0,00"]
[11407,"Adoquin arcilla corbatin sobre arena (sum+Inst.)**","M2",68279.41,"$ 37.460,59","$ 1.562,08","$ 29.256,75","$ 0,00","$ 0,00"]
[10631,"Adoquin arcilla e= 6 cm sobre arena (solo sumin)**","M2",1252.1500000000001,"$ 0,00","$ 59,63","$ 1.192,53","$ 0,00","$ 0,00"]
[10434,"Adoquin arcilla e= 6 cm sobre arena (sum e inst)**","M2",66194.179999999993,"$ 39.230,11","$ 1.959,49","$ 25.004,59","$ 0,00","$ 0,00"]
[17345,"Adoquin arcilla e= 6 cm sobre arena CDRC","M2",68866.06,"$ 41.151,85","$ 2.709,63","$ 25.004,59","$ 0,00","$ 0,00"]
[14213,"Adoquin arcilla e= 8 cm sobre arena (instalación)*","M2",33900.31,"$ 3.081,49","$ 1.562,08","$ 29.256,75","$ 0,00","$ 0,00"]
[14215,"Adoquin arcilla e= 8 cm sobre arena (instalación)*","M2",33900.31,"$ 3.081,49","$ 1.562,08","$ 29.256,75","$ 0,00","$ 0,00"]
[787,"ADOQUIN COLONIAL+BASE ARENA CEMENTO","M2",39870.54,"$ 22.260,80","$ 9,32","$ 17.600,42","$ 0,00","$ 0,00"]
[10435,"Adoquin Conc. A-8  e= 8 cm sobre arena (sum e inst","M2",88758.66,"$ 57.364,97","$ 1.286,52","$ 30.107,18","$ 0,00","$ 0,00"]
[11691,"Adoquin Conc. e=0.06  p<5% geotextil T-2400","M2",230174.65,"$ 106.544,26","$ 47.230,30","$ 51.580,04","$ 24.820,06","$ 0,00"]
[14933,"ADOQUIN CONCRETO 10X20X6 ANDEN+MAT BASE (sum+inst)","M2",92456.78,"$ 60.767,36","$ 2.583,08","$ 29.106,34","$ 0,00","$ 0,00"]
[14611,"ADOQUIN CONCRETO 10X20X8 ANDENES (SUM+INST)","M2",90992.1,"$ 25.109,75","$ 36.776,01","$ 29.106,34","$ 0,00","$ 0,00"]
[294,"ADOQUIN CONCRETO 6 Cm","M2",66474.320000000007,"$ 46.537,48","$ 1.041,85","$ 18.895,00","$ 0,00","$ 0,00"]
[295,"ADOQUIN CONCRETO 8 Cm","M2",74000.899999999994,"$ 54.064,06","$ 1.041,85","$ 18.895,00","$ 0,00","$ 0,00"]
[15492,"Adoquín Curvo en concreto+estructura gravilla-aren","M2",75426.11,"$ 27.445,95","$ 6.422,65","$ 32.039,82","$ 9.517,69","$ 0,00"]
[16731,"Adoquin Ecológico Gramoquin e=8cm+Estructura","M2",185073.84,"$ 75.676,35","$ 12.047,29","$ 42.524,55","$ 54.825,66","$ 0,00"]
[13940,"Adoquin Ecológico+Grava e=0.15m.","M2",83322.789999999994,"$ 20.979,63","$ 5.458,68","$ 40.265,70","$ 16.618,77","$ 0,00"]
[296,"ADOQUIN GRES 10x10x2.5   MOORE","M2",52601.4,"$ 34.910,50","$ 9,32","$ 17.681,58","$ 0,00","$ 0,00"]
[10218,"Adoquin gres 10x10x2.5 pegado mortero **","M2",82660.05,"$ 50.577,17","$ 1.598,90","$ 30.483,99","$ 0,00","$ 0,00"]
[13855,"Adoquin gres 10x20x6 pegado mortero+cenefa **","M2",82677.37,"$ 50.401,75","$ 644,77","$ 29.256,75","$ 2.374,11","$ 0,00"]
[11658,"Adoquin gres e= 5 cm sobre arena (sum e inst)**","M2",33900.31,"$ 3.081,49","$ 1.562,08","$ 29.256,75","$ 0,00","$ 0,00"]
[944,"ADOQUIN I GRES 10x20x6 MOORE","M2",54416.26,"$ 36.725,36","$ 9,32","$ 17.681,58","$ 0,00","$ 0,00"]
[945,"ADOQUIN Liv. Nat.15x15   MOORE","M2",19968.669999999998,"$ 2.277,77","$ 9,32","$ 17.681,58","$ 0,00","$ 0,00"]
[959,"ADOQUIN LIV. YOMASA","M2",19968.669999999998,"$ 2.277,77","$ 9,32","$ 17.681,58","$ 0,00","$ 0,00"]
[946,"ADOQUIN NATURAL 15x15    MOORE","M2",19968.669999999998,"$ 2.277,77","$ 9,32","$ 17.681,58","$ 0,00","$ 0,00"]
[947,"ADOQUIN NATURAL. 26x12.5  MOORE","M2",19968.669999999998,"$ 2.277,77","$ 9,32","$ 17.681,58","$ 0,00","$ 0,00"]
[15493,"Adoquín Rectang. concreto+estructura gravilla-aren","M2",127042.01,"$ 79.061,85","$ 6.422,65","$ 32.039,82","$ 9.517,69","$ 0,00"]
[15494,"Adoquín Romboide concreto+estructura gravilla-aren","M2",75426.11,"$ 27.445,95","$ 6.422,65","$ 32.039,82","$ 9.517,69","$ 0,00"]
[12001,"AdoquinArcill e=0.06  p<5% 4.2-1 blando+geotT-2100","M2",163461.62,"$ 66.009,69","$ 38.727,05","$ 39.753,50","$ 18.971,38","$ 0,00"]
[10160,"AdoquinArcill e=0.06  p<5% Complejo geotex.T-2100","M2",185942.39999999999,"$ 70.755,86","$ 48.706,17","$ 42.088,58","$ 24.391,78","$ 0,00"]
[11322,"AdoquinArcill e=0.06  p<5% geotextil T-2400","M2",190652.4,"$ 78.542,76","$ 45.862,12","$ 41.855,73","$ 24.391,78","$ 0,00"]
[12003,"AdoquinArcill e=0.06 5<p<10% 4.2-1bland+GeotT-2100","M2",191264.23,"$ 68.536,94","$ 38.834,25","$ 41.417,97","$ 42.475,07","$ 0,00"]
[12009,"AdoquinArcill e=0.06 5<p<10% 4.2-2Medio+GeotT-1700","M2",156793.51999999999,"$ 65.702,27","$ 34.915,74","$ 39.914,33","$ 16.261,18","$ 0,00"]
[12015,"AdoquinArcill e=0.06 5<p<10% 4.2-3Duro+GeotT-1700","M2",151061.01,"$ 67.639,55","$ 31.019,19","$ 38.851,29","$ 13.550,99","$ 0,00"]
[10142,"AdoquinArcill e=0.06 5<p<10% Geotextil T-2100","M2",143380.67000000001,"$ 50.109,30","$ 37.025,53","$ 39.984,67","$ 16.261,18","$ 0,00"]
[10537,"AdoquinArcill e=0.06 5<p<10%4.2-2 medio+GeotT-2100","M2",158178.54,"$ 67.087,29","$ 34.915,74","$ 39.914,33","$ 16.261,18","$ 0,00"]
[12007,"AdoquinArcill e=0.06 p<5% 4.2-2 medio geot.T-1700","M2",152689.96,"$ 62.881,40","$ 34.831,82","$ 38.715,56","$ 16.261,18","$ 0,00"]
[10922,"AdoquinArcill e=0.06 p<5% 4.2-2 med-mortGeotT-1700","M2",154779.92000000001,"$ 61.555,00","$ 36.353,04","$ 40.610,71","$ 16.261,18","$ 0,00"]
[15786,"AdoquínArcill e=0.06 p<5% 5.3-1 estructura+instala","M2",81991.289999999994,"$ 17.025,55","$ 8.808,98","$ 39.895,58","$ 16.261,18","$ 0,00"]
[12002,"AdoquínArcill e=0.06 p<5% 5.3-1bland geot GT-2400","M2",145682.01999999999,"$ 53.157,35","$ 36.316,48","$ 39.947,01","$ 16.261,18","$ 0,00"]
[12008,"AdoquínArcill e=0.06 p<5% 5.3-2 medio geot GT-2400","M2",136532.04999999999,"$ 52.388,35","$ 32.279,91","$ 38.312,82","$ 13.550,98","$ 0,00"]
[12014,"AdoquínArcill e=0.06 p<5% 5.3-3 duros+geot GT-2400","M2",138575.53,"$ 64.066,90","$ 27.040,70","$ 36.627,14","$ 10.840,79","$ 0,00"]
[11183,"AdoquínArcill e=0.06 p<5% GEOTEXTIL T2400*","M2",202954.21,"$ 82.010,05","$ 46.877,69","$ 49.246,41","$ 24.820,06","$ 0,00"]
[12013,"AdoquinArcill e=0.06 p<5%4.2-3duro geot. T-1700","M2",148007.46,"$ 65.868,68","$ 30.935,28","$ 37.652,52","$ 13.550,99","$ 0,00"]
[12005,"AdoquínArcill e=0.06 p>10% 4.2-1blando+geotextil","M2",169327.33,"$ 75.388,23","$ 11.064,00","$ 42.295,99","$ 40.579,10","$ 0,00"]
[12006,"AdoquínArcill e=0.06 p>10% 5.3-1bland geot GT-2400","M2",151186.62,"$ 61.027,27","$ 34.124,00","$ 39.774,16","$ 16.261,18","$ 0,00"]
[12012,"AdoquínArcill e=0.06 p>10% 5.3-2medio geot.GT-2400","M2",157502.51,"$ 70.160,56","$ 33.265,94","$ 40.525,02","$ 13.550,98","$ 0,00"]
[10846,"AdoquínArcill e=0.06 p>10% 5.3-3Duro geotl GT-2400","M2",157942.91,"$ 70.450,45","$ 28.489,75","$ 39.496,41","$ 19.506,29","$ 0,00"]
[11179,"AdoquínArcill e=0.06 p>10% Geotextil T-2400","M2",204506.05,"$ 91.182,99","$ 48.428,38","$ 40.502,92","$ 24.391,77","$ 0,00"]
[12011,"AdoquínArcill e=0.06 p>10%4.1-2 medio geot.T-1700","M2",160767.32999999999,"$ 70.864,12","$ 34.100,71","$ 39.541,31","$ 16.261,18","$ 0,00"]
[10385,"AdoquinArcill e=0.06p<5% 5.4-A blandogeotext.BX-40","M2",166026.76,"$ 68.588,05","$ 38.726,39","$ 39.740,94","$ 18.971,38","$ 0,00"]
[11536,"AdoquinArcill e=0.08  p<5% 4.2-1blando geot.T-2100","M2",142035.35999999999,"$ 33.133,70","$ 46.169,42","$ 41.050,65","$ 21.681,58","$ 0,00"]
[10866,"AdoquinArcill e=0.08 p<5% 4.2-1blando geot.T-2100","M2",125708.97,"$ 29.806,32","$ 36.905,99","$ 40.025,27","$ 18.971,38","$ 0,00"]
[11735,"AdoquinArcill e=0.08(e=0.20 y 0.40m) geot. T-2400l","M2",196432.83,"$ 56.845,71","$ 60.721,28","$ 46.343,49","$ 32.522,37","$ 0,00"]
[15294,"AdoquinArcilla Cuarteron 12x6x6 p<5% -Geot.T-1700","M2",162564.98000000001,"$ 65.072,27","$ 38.728,96","$ 39.792,37","$ 18.971,38","$ 0,00"]
[10801,"AdoquínArcilla Estampillado sobre placa existente*","M2",68542.75,"$ 34.698,92","$ 4.212,74","$ 29.631,10","$ 0,00","$ 0,00"]
[12004,"AdoquinArcille=0.06 5<p<10% 5.3-1bland+geotGT-2400","M2",158510.45000000001,"$ 66.930,22","$ 34.939,02","$ 40.380,03","$ 16.261,18","$ 0,00"]
[12010,"AdoquinArcille=0.06 5<p<10% 5.3-2 mediogeotGT-2400","M2",137558.70000000001,"$ 54.100,69","$ 32.190,47","$ 37.716,55","$ 13.550,98","$ 0,00"]
[12016,"AdoquinArcille=0.06 5<p<10% 5.3-3 duro geotGT-2400","M2",130093.42,"$ 54.344,50","$ 28.242,06","$ 36.666,06","$ 10.840,79","$ 0,00"]
[10147,"AdoquínArcille=0.06 p>10% vehicLivaMedioGeotT-2400","M2",160365.75,"$ 48.531,01","$ 44.555,00","$ 42.887,97","$ 24.391,77","$ 0,00"]
[12546,"AdoquinArcille=0.06 p>10%4.2-1medo-mort.GeotT-1700","M2",174776.97,"$ 65.977,68","$ 42.422,04","$ 44.695,67","$ 21.681,58","$ 0,00"]
[14450,"AdoquinColores e=0.06 p<5% 4.2-1blando+geot.T-2100","M2",168435.92,"$ 73.099,56","$ 36.611,48","$ 39.753,50","$ 18.971,38","$ 0,00"]
[15293,"AdoquinConc.EcologicoGramoquin e=0.09 con geocelda","M2",171956.87,"$ 117.213,36","$ 9.166,12","$ 32.869,97","$ 12.707,40","$ 0,00"]
[15495,"AdoquinConc.EcoloGramoquin e=0.09 Geocelda(are+tie","M2",181990.92,"$ 128.820,82","$ 7.460,34","$ 33.002,35","$ 12.707,40","$ 0,00"]
[12958,"AdoquinConc.Gramoquin e=0.09 +Geotext T2100","M2",191077.57,"$ 86.783,31","$ 44.137,76","$ 41.185,12","$ 18.971,38","$ 0,00"]
[15290,"AdoquinConc.Gramoquin e=0.09Base 20cm+Geot T2100","M2",163794.14000000001,"$ 83.884,56","$ 32.221,30","$ 36.847,48","$ 10.840,79","$ 0,00"]
[15716,"AdoquinConcColore=0.06 5p>10%5.3-3duro-mortGT-2400","M2",158385.85999999999,"$ 80.994,85","$ 28.391,34","$ 38.158,87","$ 10.840,79","$ 0,00"]
[15715,"AdoquinConcColore=0.06 p>10%4.2-1med-mortGeoT-1700","M2",194193.83,"$ 85.394,54","$ 42.422,04","$ 44.695,67","$ 21.681,58","$ 0,00"]
[16733,"AdoquinConcDoble Capa Color arena e=0.6m+ Estructu","M2",222593.56,"$ 82.074,30","$ 22.400,64","$ 47.684,10","$ 70.434,53","$ 0,00"]
[16732,"AdoquinConcDoble Capa Color e=0.6m+ Estructura","M2",179797.06,"$ 39.277,80","$ 22.400,64","$ 47.684,10","$ 70.434,53","$ 0,00"]
[16740,"AdoquinConcDoble Capa Color Gris e=0.6m+ Estructur","M2",222593.56,"$ 82.074,30","$ 22.400,64","$ 47.684,10","$ 70.434,53","$ 0,00"]
[12050,"AdoquínConcr e=0.08 5<p<10%5.3-3duro geot.GT-2400","M2",162718.96,"$ 87.655,75","$ 28.152,62","$ 36.069,80","$ 10.840,79","$ 0,00"]
[12036,"AdoquínConcr e=0.08 p<5%5.3-1 blando+ geot GT-2400","M2",178113.28,"$ 86.894,35","$ 36.242,19","$ 38.715,56","$ 16.261,18","$ 0,00"]
[12048,"AdoquínConcr e=0.08 p<5%5.3-3 duro geot-GT-2400","M2",161664.21,"$ 85.745,20","$ 28.451,08","$ 36.627,14","$ 10.840,79","$ 0,00"]
[12046,"AdoquínConcr e=0.08 p>10%5.3-2 medio geot GT-2400.","M2",176563.9,"$ 92.945,56","$ 31.563,97","$ 38.503,38","$ 13.550,98","$ 0,00"]
[11828,"AdoquinConcrColor e=0.08  p<5% 4.2-1 blando+geotex","M2",193822.64,"$ 94.074,50","$ 40.191,03","$ 40.585,74","$ 18.971,38","$ 0,00"]
[12037,"AdoquínConcrer e=0.08 5<p<10% 4.2-1blando+ geotext","M2",188443.59,"$ 88.450,96","$ 40.202,67","$ 40.818,59","$ 18.971,38","$ 0,00"]
[10293,"AdoquínConcret e=0.06  p<5% 4.2-1 blando geoPAVCO","M2",174842.12,"$ 77.403,97","$ 38.674,34","$ 39.792,42","$ 18.971,38","$ 0,00"]
[11324,"AdoquínConcret e=0.06  p<5% 4.2-1 blando geoPAVCO","M2",175192.44,"$ 77.754,29","$ 38.674,34","$ 39.792,42","$ 18.971,38","$ 0,00"]
[10322,"AdoquínConcret e=0.06  p<5% 4.2-2 medio geoPAVCO","M2",165842.23000000001,"$ 74.688,96","$ 36.137,60","$ 38.754,48","$ 16.261,18","$ 0,00"]
[12035,"AdoquínConcret e=0.08  p<5% 4.2-1 blando+ geotexti","M2",187575.14,"$ 87.827,00","$ 40.191,03","$ 40.585,74","$ 18.971,38","$ 0,00"]
[12041,"AdoquínConcret e=0.08  p<5% 4.2-2 medio+ geotextil","M2",176261.37,"$ 85.042,44","$ 36.242,19","$ 38.715,56","$ 16.261,18","$ 0,00"]
[12043,"AdoquínConcret e=0.08 5<p<10% 4.2-2 medio+ geotext","M2",177962.37,"$ 86.743,44","$ 36.242,19","$ 38.715,56","$ 16.261,18","$ 0,00"]
[12049,"AdoquínConcret e=0.08 5<p<10% 4.2-3 duro+ geotexti","M2",169824.25,"$ 86.916,44","$ 32.303,70","$ 37.053,13","$ 13.550,99","$ 0,00"]
[12038,"AdoquínConcret e=0.08 5<p<10% 5.3-1blando+geotexti","M2",180058.77,"$ 88.595,35","$ 36.253,83","$ 38.948,41","$ 16.261,18","$ 0,00"]
[12042,"AdoquínConcret e=0.08 p<5%5.3-2 medio geot GT-2400","M2",168429.03,"$ 85.494,81","$ 32.305,00","$ 37.078,24","$ 13.550,98","$ 0,00"]
[12039,"AdoquínConcret e=0.08 p>10%4.2-1blando geot T-2100","M2",189007.68,"$ 90.145,37","$ 40.137,43","$ 39.753,50","$ 18.971,38","$ 0,00"]
[12045,"AdoquínConcret e=0.08 p>10%4.2-2 medio geot.T-1700","M2",177962.37,"$ 86.743,44","$ 36.242,19","$ 38.715,56","$ 16.261,18","$ 0,00"]
[12044,"AdoquínConcrete=0.08 5<p<10%5.3-2medio geotGT-2400","M2",169839.41,"$ 85.494,81","$ 33.715,38","$ 37.078,24","$ 13.550,98","$ 0,00"]
[13196,"AdoquínConcretEcolog Con Estructura + Adoq.Arena","M2",145590.21,"$ 35.110,60","$ 50.183,02","$ 41.325,21","$ 18.971,38","$ 0,00"]
[11115,"AdoquínConcretEstampillado sobre placa existente**","M2",84958.82,"$ 50.537,42","$ 4.265,25","$ 30.156,16","$ 0,00","$ 0,00"]
[12047,"AdoquínConcreto e=0.08 p<5% 4.2-3 duro geot T-1700","M2",159446.82999999999,"$ 80.228,14","$ 28.572,53","$ 37.095,18","$ 13.550,99","$ 0,00"]
[12040,"AdoquínConcreto e=0.08 p>10%5.3-1bland geotGT-2400","M2",195006,"$ 97.141,36","$ 37.478,92","$ 41.414,33","$ 18.971,38","$ 0,00"]
[11118,"AdoquínConcreto Ecologico (Gramoquin)29x43x8","M2",95291.199999999997,"$ 6.340,15","$ 47.617,90","$ 41.333,16","$ 0,00","$ 0,00"]
[11325,"AdoquínConcreto=0.08,  4.2-1blando,geot T-2400","M2",249951.32,"$ 112.640,35","$ 59.819,07","$ 44.969,54","$ 32.522,37","$ 0,00"]
[11117,"AdoquínConcretVehicEstampSobrPlac existent**","M2",119617.04,"$ 57.131,42","$ 6.816,54","$ 55.669,09","$ 0,00","$ 0,00"]
[11134,"AdoquínConcretVehicular sobre arena**","M2",83816.59,"$ 50.197,46","$ 4.192,31","$ 29.426,83","$ 0,00","$ 0,00"]
[18761,"AdoquínCuarto26cobrizo cocoa 26x6x6+Estructur CDRC","M2",163656.35999999999,"$ 66.460,02","$ 38.238,62","$ 39.986,33","$ 18.971,38","$ 0,00"]
[10798,"AdoquínEstampillado sobreConcreto e=0.07+Subb**","M2",206164.97,"$ 105.367,10","$ 24.607,25","$ 58.475,01","$ 17.715,61","$ 0,00"]
[15292,"AdoquinGramoquin e=0.09Est+Base+Mort Geot T-2100","M2",167761.78,"$ 87.492,63","$ 32.253,99","$ 37.174,36","$ 10.840,79","$ 0,00"]
[15291,"AdoquinGramoquin e=0.09Estr+rellen+Mort.GeotT-2100","M2",193403.48,"$ 90.034,73","$ 44.096,64","$ 40.300,72","$ 18.971,38","$ 0,00"]
[16246,"AdoquinPeat.BicapaColor e=0.06 p<5%4.2-1bland+geot","M2",170678.23,"$ 75.341,87","$ 36.611,48","$ 39.753,50","$ 18.971,38","$ 0,00"]
[16442,"AdoquinPeat.BicapaColor Gris +Mortero+Arena/Sello","M2",108171.13,"$ 61.918,89","$ 4.991,14","$ 41.261,09","$ 0,00","$ 0,00"]
[16793,"AdoquinPeat.BicapaColor Gris +Mortero+Concreto","M2",143009.01,"$ 90.714,30","$ 5.177,13","$ 44.980,87","$ 2.136,70","$ 0,00"]
[16443,"AdoquinPeat.BicapaColor Ocre/terrec.+Mortero+Arena","M2",110179.63,"$ 63.927,39","$ 4.991,14","$ 41.261,09","$ 0,00","$ 0,00"]
[16245,"AdoquinPeat.BicapaGris e=0.06 p<5% 4.2-1bland+geot","M2",168669.73,"$ 73.333,37","$ 36.611,48","$ 39.753,50","$ 18.971,38","$ 0,00"]
[195,"AFINADO CUBIERTA PLANA h=0.06","M2",38805.480000000003,"$ 25.172,03","$ 0,00","$ 13.633,45","$ 0,00","$ 0,00"]
[18065,"Afinado de PISO Mortero1:5  E=0.05M","M2",29881.59,"$ 15.396,41","$ 719,87","$ 13.765,31","$ 0,00","$ 0,00"]
[299,"AFINADO ENDURECIDO POBRE MORTERO 1:3 h=4","M2",36760.61,"$ 22.309,57","$ 0,00","$ 14.451,04","$ 0,00","$ 0,00"]
[10566,"AFINADO ENDURECIDO TRAFICO LIVIANO MORTERO ALav/Peña 1:3 h=4","M2",42587.99,"$ 26.791,17","$ 4,80","$ 15.792,03","$ 0,00","$ 0,00"]
[186,"AFINADO Imp. PISO MORTERO 1:3 h=3","M2",20358.11,"$ 12.630,01","$ 0,00","$ 7.728,11","$ 0,00","$ 0,00"]
[701,"AFINADO PASOS ESCALERAS MORTERO 1:4","ML",14369.14,"$ 4.201,66","$ 495,13","$ 9.672,35","$ 0,00","$ 0,00"]
[302,"AFINADO PISO  MORTERO 1:5 h=6","M2",30516.99,"$ 18.833,67","$ 0,00","$ 11.683,32","$ 0,00","$ 0,00"]
[303,"AFINADO PISO LISTON MORTERO 1:5 h=3","M2",27763.96,"$ 15.902,97","$ 0,00","$ 11.860,98","$ 0,00","$ 0,00"]
[300,"AFINADO PISO MORTERO 1:3 h=4","M2",26298.06,"$ 16.840,01","$ 0,00","$ 9.458,05","$ 0,00","$ 0,00"]
[13879,"Afinado piso mortero 1:4 h=3cm+gallinero**","M2",27718.17,"$ 15.865,16","$ 362,60","$ 11.490,40","$ 0,00","$ 0,00"]
[301,"AFINADO PISO MORTERO 1:4 h=4","M2",29731.35,"$ 16.625,97","$ 624,07","$ 12.481,31","$ 0,00","$ 0,00"]
[748,"AFINADO PISO MORTERO 1:5  h=3","M2",20501.689999999999,"$ 9.416,83","$ 217,35","$ 10.867,50","$ 0,00","$ 0,00"]
[13966,"AFINADO PISO MORTERO 1:5  h=5cm","M2",29180.02,"$ 15.390,09","$ 656,66","$ 13.133,27","$ 0,00","$ 0,00"]
[18038,"AFINADO PISO MORTERO 1:5  h=5cm (FONTANAR)","M2",29874.97,"$ 15.396,35","$ 719,27","$ 13.759,35","$ 0,00","$ 0,00"]
[11568,"Afinado piso mortero impermeab 1:4 h=2 cm boved **","M2",32793.69,"$ 18.317,93","$ 295,53","$ 14.180,24","$ 0,00","$ 0,00"]
[10116,"Afinado piso mortero impermeabili 1:3 h=4 cm **","M2",41000.25,"$ 27.449,65","$ 667,98","$ 12.882,62","$ 0,00","$ 0,00"]
[10816,"Afinado piso mortero impermeabili 1:4 h=5 + gallin","M2",49519.41,"$ 35.837,63","$ 427,44","$ 13.254,33","$ 0,00","$ 0,00"]
[10492,"Afinado piso mortero impermeabili 1:4 h=5 cm **","M2",46240.26,"$ 32.558,48","$ 427,44","$ 13.254,33","$ 0,00","$ 0,00"]
[14011,"Afinado piso mortero impermeabili 1:4 h=5 cm **","M2",38927.97,"$ 26.404,58","$ 393,70","$ 12.129,68","$ 0,00","$ 0,00"]
[747,"AFINADO PISO SOTANO MORTERO 1:3 h=4","M2",28950.560000000001,"$ 17.830,60","$ 0,00","$ 11.119,96","$ 0,00","$ 0,00"]
[11086,"AfinadoPiso morterImperm 1:3 + mallaGallin h=4cm**","M2",42735.88,"$ 30.554,30","$ 262,94","$ 11.918,64","$ 0,00","$ 0,00"]
[11201,"Afloramiento Baja Tension  Ø 1 1/2 Galvanizada**","ML",64167.62,"$ 52.768,33","$ 542,82","$ 10.856,47","$ 0,00","$ 0,00"]
[11594,"Afloramiento Baja Tension  Ø 1 1/2 Tuberia EMT**","ML",30377.07,"$ 3.018,77","$ 1.302,78","$ 26.055,52","$ 0,00","$ 0,00"]
[10823,"Afloramiento en baja tensión D=2\" (incluy. acce)**","ML",81211.289999999994,"$ 36.751,00","$ 2.117,16","$ 42.343,13","$ 0,00","$ 0,00"]
[12392,"Afloramiento Media Tension  Ø 3\" Galvanizada**","ML",144012.54,"$ 99.552,25","$ 2.117,16","$ 42.343,13","$ 0,00","$ 0,00"]
[18323,"Agapanto Planta Ornamental Sobre Cubierta verde","M2",147563.13,"$ 99.469,76","$ 2.393,65","$ 43.013,00","$ 2.686,73","$ 0,00"]
[18286,"Agapanto Planta Ornamental Taludes Exteriores","M2",12027.03,"$ 9.725,28","$ 72,87","$ 1.457,46","$ 771,42","$ 0,00"]
[12550,"Agarradera (Instalación y suministro) -STPM**","UN",104429.11,"$ 69.547,00","$ 5.340,38","$ 23.951,31","$ 5.590,42","$ 0,00"]
[12552,"Agarradera (Instalación) -STPM**","UN",21982.33,"$ 0,00","$ 1.740,92","$ 14.507,65","$ 5.733,76","$ 0,00"]
[14704,"AGARRADERA BALANCIN EN TUBO 3/4   (SUM + INST)","UN",112446.52,"$ 82.213,40","$ 8.241,69","$ 4.897,84","$ 17.093,59","$ 0,00"]
[14863,"AGARRADERA BALANCIN EN TUBO 3/4(DESM+SUM+INST)","UN",124514.11,"$ 82.213,40","$ 14.615,54","$ 10.591,58","$ 17.093,59","$ 0,00"]
[14628,"AGARRADERAS (SUM + INST)","UN",91529.33,"$ 69.547,00","$ 1.740,92","$ 14.507,65","$ 5.733,76","$ 0,00"]
[14795,"AGARRADERAS(DESM+SUM+INST)","UN",96671.56,"$ 69.547,00","$ 4.145,86","$ 17.244,94","$ 5.733,76","$ 0,00"]
[15785,"AIRE ACONDI. DE 56.600 BTU TIPO SPLIT (Pisotecho)","UN",0,"$ 0,00","$ 0,00","$ 0,00","$ 0,00","$ 0,00"]
[10734,"Aireacion de cancha con perfora meca cada 7 cm **","M2",1090.05,"$ 0,00","$ 988,00","$ 102,05","$ 0,00","$ 0,00"]
[20640,"AIREADOR DE 2HP TRIFASICO 220V / 440V, CON HELICE ALTA EFICIENCIA, CANASTA TODO EN POLIMERO","UN",3246641.19,"$ 0,00","$ 3.094.702,33","$ 70.232,78","$ 81.706,08","$ 0,00"]
[879,"AISLADOR .61x1.22 25mm FORMAPLAC","M2",55665.52,"$ 29.610,00","$ 0,00","$ 26.055,52","$ 0,00","$ 0,00"]
[2024,"AISLADOR DE PIN ANSI 55-1     JGO","UN",43476.2,"$ 30.709,00","$ 607,96","$ 12.159,24","$ 0,00","$ 0,00"]
[20644,"AISLADOR DE PIN ANSI 55-1 JGO","UN",74475.199999999997,"$ 61.708,00","$ 607,96","$ 12.159,24","$ 0,00","$ 0,00"]
[16189,"Aislador snap para Alambrón CDRC Cometas","ML",11747.55,"$ 4.452,00","$ 347,41","$ 6.948,14","$ 0,00","$ 0,00"]
[17194,"AISLAMIENTO ACÚSTICO INTERIOR PARA CONDUCTOS 1\"","M2",21341.040000000001,"$ 178,34","$ 891,71","$ 17.834,14","$ 2.436,85","$ 0,00"]
[18409,"AISLAMIENTO EXTERNO TIPO DUCT WRAP 1.5\"","M2",78458.23,"$ 39.143,07","$ 1.783,41","$ 35.668,28","$ 1.863,47","$ 0,00"]
[18076,"AISLAMIENTO INTERNO TIPO AEROCOR","M2",57435.28,"$ 15.803,07","$ 4.100,46","$ 35.668,28","$ 1.863,47","$ 0,00"]
[10051,"Aislamiento termico con fibra de vidrio","M2",7636.51,"$ 0,00","$ 694,23","$ 6.942,28","$ 0,00","$ 0,00"]
[12788,"Aislante acústico tipo Black Theater  CRDC COMETAS","M2",38269.14,"$ 32.270,09","$ 251,40","$ 2.164,05","$ 3.583,60","$ 0,00"]
[13667,"Aislante Celulósico Proyectado  CRDC COMETAS","M2",13886.91,"$ 11.730,01","$ 425,66","$ 1.731,24","$ 0,00","$ 0,00"]
[16472,"Aislante Neopreno Alta densidad 1\"a=12cm Mueble.","ML",9826.7199999999993,"$ 737,70","$ 432,81","$ 8.656,21","$ 0,00","$ 0,00"]
[13166,"Ajuste aparato eléctrico (toma, roseta, etc.) **","UN",4003.84,"$ 653,65","$ 97,58","$ 3.252,61","$ 0,00","$ 0,00"]
[11110,"Ajuste en mortero para adoquin 1:3 h=0.10 **","ML",27210.36,"$ 9.806,53","$ 506,91","$ 16.896,92","$ 0,00","$ 0,00"]
[16206,"Ajuste y mantenimientoTablero Didtribuc (Ligas )","UN",547165.99,"$ 0,00","$ 26.055,52","$ 521.110,47","$ 0,00","$ 0,00"]
[13009,"Alambre   N° 12 AWG THW 90° C 600 V","ML",7103.66,"$ 2.326,81","$ 434,26","$ 4.342,59","$ 0,00","$ 0,00"]
[12192,"Alambre  2 N° 12 AWG THW 90° C 600 V","ML",9430.4699999999993,"$ 4.653,62","$ 434,26","$ 4.342,59","$ 0,00","$ 0,00"]
[12217,"Alambre Cu 2 Nº12 AWG THHN (sum e inst) **","ML",10271.120000000001,"$ 4.653,62","$ 267,50","$ 5.350,00","$ 0,00","$ 0,00"]
[12193,"Alambre de cobre desnudo N° 12","ML",6657.63,"$ 1.880,78","$ 434,26","$ 4.342,59","$ 0,00","$ 0,00"]
[13318,"ALAMBRE DE PUAS 1 HILOS (Sum+Inst)","ML",6109.34,"$ 751,63","$ 255,13","$ 5.102,58","$ 0,00","$ 0,00"]
[15839,"ALAMBRE DE PUAS 1 HILOS (Sum+Inst)","ML",6109.34,"$ 751,63","$ 255,13","$ 5.102,58","$ 0,00","$ 0,00"]
[13599,"Alambre N° 12 AWG THW 90° C 600 V","ML",3788.92,"$ 2.260,33","$ 138,96","$ 1.389,63","$ 0,00","$ 0,00"]
[12337,"Alambre Nº10 AWG THHN**","ML",3647.77,"$ 0,00","$ 173,70","$ 3.474,07","$ 0,00","$ 0,00"]
[17512,"ALAMBRON ALUMINIO 8MM","ML",5365.77,"$ 3.611,37","$ 17,37","$ 1.737,03","$ 0,00","$ 0,00"]
[17579,"Alarma de haces opticos - Juego de Postes señal in","UN",9453412.5600000005,"$ 9.395.804,78","$ 1.129,56","$ 56.478,22","$ 0,00","$ 0,00"]
[10110,"Alero conc 3000psi prefab+refuerz a=1.05 CompleAcu","ML",164100.37,"$ 112.106,33","$ 4.175,31","$ 47.818,73","$ 0,00","$ 0,00"]
[196,"ALEROS DE CUBIERTA","M2",49314.41,"$ 20.983,39","$ 0,00","$ 28.331,01","$ 0,00","$ 0,00"]
[10524,"Alfajia conc 3000psi prefab con refuerz a=0.60 **","ML",99108.87,"$ 61.021,28","$ 2.938,16","$ 21.667,52","$ 4.611,00","$ 8.870,92"]
[10109,"Alfajia conc 3000psi prefab con refuerz a=1.35 **","ML",209129.51,"$ 136.882,83","$ 5.170,50","$ 60.021,80","$ 7.054,38","$ 0,00"]
[121,"ALFAJIA CONCRETO (0.15)","ML",57984.58,"$ 20.565,62","$ 0,00","$ 37.418,96","$ 0,00","$ 0,00"]
[10614,"Alfajia concreto (0.20) inc. gotero **","ML",32776.300000000003,"$ 19.696,67","$ 0,00","$ 13.079,63","$ 0,00","$ 0,00"]
[122,"ALFAJIA CONCRETO (0.25)","ML",51843.42,"$ 16.195,02","$ 0,00","$ 35.648,40","$ 0,00","$ 0,00"]
[19294,"ALFAJIA CONCRETO (0.25) CEFE COMETAS","ML",54250.38,"$ 14.457,26","$ 1.892,98","$ 37.415,82","$ 484,32","$ 0,00"]
[13311,"Alfajia en concreto (5cm)+ refuerzo","ML",25546.17,"$ 10.968,97","$ 594,11","$ 11.882,25","$ 2.100,83","$ 0,00"]
[123,"ALFAJIA LAD.PRENSADO STA/FE","ML",51971.199999999997,"$ 16.147,48","$ 0,00","$ 35.823,72","$ 0,00","$ 0,00"]
[120,"ALFAJIA LADRILLO TOLETE FINO STA/FE","ML",15783.16,"$ 4.552,24","$ 0,00","$ 11.230,92","$ 0,00","$ 0,00"]
[13345,"Alfajia para ventana en aluminio","ML",19868.14,"$ 776,04","$ 346,25","$ 17.312,41","$ 1.433,44","$ 0,00"]
[14392,"Alfajia para ventana en aluminio (sum.+inst.)","ML",0,"$ 0,00","$ 0,00","$ 0,00","$ 0,00","$ 0,00"]
[11556,"Aligeramiento de placas con bloque #5 **","M2",67932.88,"$ 26.619,10","$ 886,06","$ 40.427,73","$ 0,00","$ 0,00"]
[19281,"Aligeramiento de placas con icopor  CEFE COMETAS","M3",216345.44,"$ 211.581,81","$ 261,09","$ 4.502,54","$ 0,00","$ 0,00"]
[11049,"Aligeramiento de placas con icopor **","M3",214356.62,"$ 211.517,03","$ 135,22","$ 2.704,37","$ 0,00","$ 0,00"]
[15481,"Aligeramiento de skate con bloque #5 **","M3",420284.5,"$ 237.338,12","$ 4.171,75","$ 178.774,64","$ 0,00","$ 0,00"]
[17396,"ALIMENTACIONES EN DUCTO EMT DE 3/4\"","ML",19031.55,"$ 11.736,00","$ 347,41","$ 6.948,14","$ 0,00","$ 0,00"]
[16821,"Alimentador  de Circuito(CR-Tunal)3N°10CuAWGPEHFLS","UN",12229.9,"$ 10.475,50","$ 17,37","$ 1.737,03","$ 0,00","$ 0,00"]
[16820,"Alimentador  de Circuito(CR-Tunal)3N°12CuAWGPEHFFR","UN",12229.9,"$ 10.475,50","$ 17,37","$ 1.737,03","$ 0,00","$ 0,00"]
[16936,"Alimentador 12N250 4N250 1N2/0 Cu (BANDEJA)","UN",159286.19,"$ 82.161,20","$ 25.708,33","$ 51.416,66","$ 0,00","$ 0,00"]
[16881,"Alimentador 18N4/0 6N2/0 1N4/0 Cu (PVC DB 4\")","UN",1652755.74,"$ 1.563.298,44","$ 2.605,55","$ 86.851,75","$ 0,00","$ 0,00"]
[17945,"Alimentador 3N°6(F)+1N°8(T) Cu","UN",16529.23,"$ 2.626,00","$ 6,95","$ 13.896,28","$ 0,00","$ 0,00"]
[16891,"Alimentador 3N1/0 1N2 1N6 Cu","UN",74746.17,"$ 60.433,00","$ 416,89","$ 13.896,28","$ 0,00","$ 0,00"]
[16945,"Alimentador 3N10 1N10 1N10 Cu (EMT 1\")","UN",39876.400000000001,"$ 25.563,23","$ 416,89","$ 13.896,28","$ 0,00","$ 0,00"]
[16933,"Alimentador 3N10 Cu (EMT 3/4\")","UN",47339.519999999997,"$ 18.713,18","$ 833,78","$ 27.792,56","$ 0,00","$ 0,00"]
[16944,"Alimentador 3N2 1N4 1N8 Cu","UN",53671.91,"$ 39.358,74","$ 416,89","$ 13.896,28","$ 0,00","$ 0,00"]
[16942,"Alimentador 3N2 1N4 1N8 Cu (EMT 2\")","UN",94430.080000000002,"$ 65.803,74","$ 833,78","$ 27.792,56","$ 0,00","$ 0,00"]
[16926,"Alimentador 3N2/0 1N4 Cu (TMG 3\")","UN",187919.32,"$ 161.082,13","$ 781,67","$ 26.055,52","$ 0,00","$ 0,00"]
[16941,"Alimentador 3N4 1N4 1N4 Cu","UN",48432.17,"$ 34.119,00","$ 416,89","$ 13.896,28","$ 0,00","$ 0,00"]
[16897,"Alimentador 3N4 1N6 1N8 Cu","UN",37463.089999999997,"$ 23.149,92","$ 416,89","$ 13.896,28","$ 0,00","$ 0,00"]
[16920,"Alimentador 3N4/0 1N2/0 1N2 Cu","UN",144026.81,"$ 129.713,64","$ 416,89","$ 13.896,28","$ 0,00","$ 0,00"]
[16949,"Alimentador 3N6 1N6 1N6 Cu","UN",14313.17,"$ 0,00","$ 416,89","$ 13.896,28","$ 0,00","$ 0,00"]
[16922,"Alimentador 3N6 1N6 1N6 Cu (EMT 1 1/2\")","UN",52925.19,"$ 26.088,00","$ 781,67","$ 26.055,52","$ 0,00","$ 0,00"]
[16939,"Alimentador 3N6 1N8 1N8 Cu","UN",19670.21,"$ 5.357,04","$ 416,89","$ 13.896,28","$ 0,00","$ 0,00"]
[16940,"Alimentador 3N6 1N8 1N8 Cu (EMT 1 1/2\")","UN",60071.38,"$ 31.445,04","$ 833,78","$ 27.792,56","$ 0,00","$ 0,00"]
[16938,"Alimentador 3N8 1N8 1N8 Cu","UN",27705.77,"$ 13.392,60","$ 416,89","$ 13.896,28","$ 0,00","$ 0,00"]
[16894,"Alimentador 6N2/0 2N1/0 1N2 Cu","UN",193427.66,"$ 179.114,49","$ 416,89","$ 13.896,28","$ 0,00","$ 0,00"]
[16928,"Alimentador 6N2/0 2N1/0 1N2 Cu (EMT 3\")","UN",275281.09000000003,"$ 248.443,90","$ 781,67","$ 26.055,52","$ 0,00","$ 0,00"]
[16931,"Alimentador 6N4/0 2N2/0 1N2 Cu (EMT 4\")","UN",316471.42,"$ 301.602,40","$ 972,74","$ 13.896,28","$ 0,00","$ 0,00"]
[18965,"ALIMENTADOR DE BYPASS PROVENIENTE DE TABLERO TGDC CDRC COMETAS","ML",69979.789999999994,"$ 37.149,83","$ 1.563,33","$ 31.266,63","$ 0,00","$ 0,00"]
[17061,"Alimentador de circuito 3N10 Cu (SUMI+INST)","UN",9492.9,"$ 7.738,50","$ 17,37","$ 1.737,03","$ 0,00","$ 0,00"]
[17058,"Alimentador de circuito 3N12 Cu (SUMI+INST)","UN",12229.9,"$ 10.475,50","$ 17,37","$ 1.737,03","$ 0,00","$ 0,00"]
[18955,"Alimentador de tablero  TTC1 proveniente de tabler","ML",284864.09999999998,"$ 230.147,50","$ 2.605,55","$ 52.111,05","$ 0,00","$ 0,00"]
[18172,"Alimentador de tablero ascensor TASCD proveniente de tablero TGDD cable HFFRLS (3x10+1x10+1x10), inc","ML",30419.82,"$ 21.300,39","$ 434,26","$ 8.685,17","$ 0,00","$ 0,00"]
[19173,"Alimentador de tablero bypass proveniente tablero TCD cable CU HFFRLS (f#10+n#10+t#10)+TUB 3/4\" EMT","ML",28128.69,"$ 19.009,26","$ 434,26","$ 8.685,17","$ 0,00","$ 0,00"]
[18996,"ALIMENTADOR DE TABLERO DE BYPASS PPROVENIENTE DE T","ML",24032.22,"$ 16.736,67","$ 347,41","$ 6.948,14","$ 0,00","$ 0,00"]
[18599,"Alimentador de tablero de cargas mecanicas CDRC COMETAS","ML",41928.769999999997,"$ 30.115,69","$ 610,48","$ 11.202,60","$ 0,00","$ 0,00"]
[18175,"Alimentador de tablero de cargas mecánicas TMECD de TGDD CDRC COMETAS","ML",585414.13,"$ 492.937,10","$ 4.426,51","$ 88.050,53","$ 0,00","$ 0,00"]
[18604,"Alimentador de tablero de cargas móviles TCM de tablero TND CDRC COMETAS","ML",547743.59,"$ 491.744,30","$ 2.689,47","$ 53.309,83","$ 0,00","$ 0,00"]
[18969,"ALIMENTADOR DE TABLERO DE CARGAS REGULADAS TR1 DE TRC CDRC COMETAS","ML",25351.74,"$ 16.232,31","$ 434,26","$ 8.685,17","$ 0,00","$ 0,00"]
[19022,"ALIMENTADOR DE TABLERO DE CARGAS REGULADAS TRS DE TRC CDRC COMETAS","ML",55819.78,"$ 21.707,13","$ 1.647,25","$ 32.465,41","$ 0,00","$ 0,00"]
[18992,"ALIMENTADOR DE TABLERO DE EQUIPOS DE PISCINAS TPIS","ML",81082.95,"$ 44.605,21","$ 1.737,04","$ 34.740,70","$ 0,00","$ 0,00"]
[10479,"alimentador de tablero de iluminación TILC proveniente de tablero TGDC cable CU HFFRLS (3x8+1x8+1x12)  incluye tubería 3/4\"","ML",33563.440000000002,"$ 26.264,24","$ 3,65","$ 7.295,55","$ 0,00","$ 0,00"]
[18607,"ALIMENTADOR DE TABLERO DE ILUMINACIÓN TILC4 CDRC COMETAS","ML",52443.12,"$ 39.675,92","$ 607,96","$ 12.159,24","$ 0,00","$ 0,00"]
[18171,"Alimentador de tablero de iluminacion TILCS","ML",40888.78,"$ 27.251,81","$ 697,33","$ 12.939,64","$ 0,00","$ 0,00"]
[18993,"ALIMENTADOR DE TABLERO DE TOMAS NORMALES TND1 PPRO","ML",130150.13,"$ 84.552,97","$ 2.171,29","$ 43.425,87","$ 0,00","$ 0,00"]
[18994,"ALIMENTADOR DE TABLERO DE TOMAS NORMALES TND2 PPRO","ML",56999.48,"$ 35.112,84","$ 1.042,22","$ 20.844,42","$ 0,00","$ 0,00"]
[18961,"ALIMENTADOR DE TABLERO DE TOMAS TTC2 DE TGDC","ML",68466.070000000007,"$ 63.766,91","$ 26,32","$ 4.672,85","$ 0,00","$ 0,00"]
[12213,"Alimentador de tablero de tomas TTC3 de TGDC CDRC COMETAS","ML",32280.51,"$ 21.878,39","$ 518,18","$ 9.883,95","$ 0,00","$ 0,00"]
[18603,"Alimentador de tablero iluminación TILD1 de tablero TND CDRC COMETAS","ML",245783.25,"$ 217.142,26","$ 1.386,70","$ 27.254,30","$ 0,00","$ 0,00"]
[18975,"ALIMENTADOR DE TABLERO ILUMINACIÓN TILD1 PPROVENIE","ML",90065.3,"$ 62.707,00","$ 1.302,78","$ 26.055,52","$ 0,00","$ 0,00"]
[151132,"Alimentador de tablero iluminación TILD2 de tablero TND CDRC COMETAS","ML",73769.36,"$ 45.128,37","$ 1.386,70","$ 27.254,30","$ 0,00","$ 0,00"]
[18601,"Alimentador de tablero TND de transformador baja CDRC COMETAS","ML",230388.67,"$ 137.911,64","$ 4.426,51","$ 88.050,53","$ 0,00","$ 0,00"]
[18967,"ALIMENTADOR DE TABLERO TRC PROVENIENTE DE BYPASS CDRC COMETAS","ML",74509.8,"$ 41.679,84","$ 1.563,33","$ 31.266,63","$ 0,00","$ 0,00"]
[18963,"ALIMENTADOR DE TABLERO TSLP2 DE TABLERO TGDC CDRC COMETAS","ML",57446.34,"$ 30.088,04","$ 1.302,78","$ 26.055,52","$ 0,00","$ 0,00"]
[18988,"ALIMENTADOR DE TGDD PROVENIENTE DE TRANSFORMADOR E","ML",1474548.99,"$ 562.605,67","$ 43.425,87","$ 868.517,45","$ 0,00","$ 0,00"]
[18981,"ALIMENTADOR DE TILD2 PPROVENIENTE DE TABLERO TCD c","ML",99271.59,"$ 62.793,85","$ 1.737,04","$ 34.740,70","$ 0,00","$ 0,00"]
[18957,"alimentador de tomas TTC2 proveniente de tablero T","??",111224.34,"$ 62.933,52","$ 2.347,52","$ 45.943,30","$ 0,00","$ 0,00"]
[18998,"ALIMENTADOR DE TRD PPROVENIENTE DE UPS cable CU HF","ML",35208.080000000002,"$ 7.849,78","$ 1.302,78","$ 26.055,52","$ 0,00","$ 0,00"]
[19183,"Alimentador de TRD proveniente de UPS cable CU HFFRLS f#10+n#10+t#10, incluye coraza amer.  3/4\" EMT","ML",21412.62,"$ 12.293,19","$ 434,26","$ 8.685,17","$ 0,00","$ 0,00"]
[18966,"ALIMENTADOR DE UPS 10 KVA DE BYPASS CDRC COMETAS","ML",53561.08,"$ 26.202,78","$ 1.302,78","$ 26.055,52","$ 0,00","$ 0,00"]
[18997,"ALIMENTADOR DE UPS 3kVA PPROVENIENTE DE TABLERO DE","ML",25873.47,"$ 16.754,04","$ 434,26","$ 8.685,17","$ 0,00","$ 0,00"]
[19177,"Alimentador de UPS 3kva proveniente de tablero cable HFFRLS (1#10+1#10+1#10)  EMT 3/4\" ","ML",73460.81,"$ 18.744,21","$ 2.605,55","$ 52.111,05","$ 0,00","$ 0,00"]
[18949,"Alimentador en cable CU HFFRLS (3x4/0+1x4/0+1x6) , incluye tubería 3\". CDRC COMETAS","ML",245554.93,"$ 209.077,19","$ 1.737,04","$ 34.740,70","$ 0,00","$ 0,00"]
[15639,"Alimentador en cable HFFR LS 3x10 CDRC Cometas","ML",8589.5400000000009,"$ 6.765,66","$ 86,85","$ 1.737,03","$ 0,00","$ 0,00"]
[15627,"Alimentador en cable HFFR LS 3x12 CDRC Cometas","ML",10982.46,"$ 9.158,58","$ 86,85","$ 1.737,03","$ 0,00","$ 0,00"]
[19244,"ALIMENTADOR TAB BOMBAS DE TGDC CDRC Cometas","UN",131607.74,"$ 84.868,46","$ 2.408,35","$ 44.330,92","$ 0,00","$ 0,00"]
[18168,"Alimentador tablero cable HFFRLS (3x6+1x6+1x10) tubería ∅1-1/4\" EMT CDRC COMETAS","ML",73041.149999999994,"$ 38.928,50","$ 1.647,25","$ 32.465,41","$ 0,00","$ 0,00"]
[19234,"ALIMENTADOR TABLERO TGDC DE TGA CDRC Cometas","UN",227848.25,"$ 189.774,06","$ 13.578,77","$ 15.328,07","$ 9.167,35","$ 0,00"]
[19166,"Alimentador tablero tomas normales TND1 prov de tablero TCD cable CU HFFRLS (3#2+n#2+t#10) 1 1/4\"EMT","ML",102447.45,"$ 64.687,03","$ 1.820,95","$ 35.939,48","$ 0,00","$ 0,00"]
[19170,"Alimentador tablero tomas normales TND2prov de tablero TCD cable CU HFFRLS (3f#6+n#6+t##10)1 1/4\"EMT","ML",60791.53,"$ 37.622,20","$ 1.126,14","$ 22.043,20","$ 0,00","$ 0,00"]
[18968,"ALIMENTADOR TABLERO TRC PROVENIENTE DE UPS 10 kVA CDRC COMETAS","ML",63579.9,"$ 30.749,94","$ 1.563,33","$ 31.266,63","$ 0,00","$ 0,00"]
[19179,"Alimentador tablero TRD proveniente de tablero de bypass cable CU HFFRLS (f#10+n#10+t#10) 3/4\"EMT","ML",27429.38,"$ 18.309,95","$ 434,26","$ 8.685,17","$ 0,00","$ 0,00"]
[19239,"ALIMENTADOR TAUTBCI DE TRANSF 500KVA CDRC Cometas","ML",219244.87,"$ 203.711,98","$ 853,83","$ 14.679,06","$ 0,00","$ 0,00"]
[19237,"ALIMENTADOR TCP4 DE TGA CDRC Cometas","UN",41860.980000000003,"$ 29.587,06","$ 170,77","$ 2.935,81","$ 9.167,35","$ 0,00"]
[19238,"ALIMENTADOR TGDD DE TRANSF ELEVADOR CDRC Cometas (Suministro+Instalación)","ML",290956.63,"$ 188.177,63","$ 4.905,66","$ 97.873,34","$ 0,00","$ 0,00"]
[18167,"ALIMENTADOR TGDD TRANSFOR ELEVADOR cableHFFRLSIMC4","UN",1560547.12,"$ 648.603,80","$ 43.425,87","$ 868.517,45","$ 0,00","$ 0,00"]
[19243,"ALIMENTADOR TRANS AUT BOMBA DE PLANTA CDRC Cometas","UN",213413.51,"$ 203.652,73","$ 476,22","$ 9.284,56","$ 0,00","$ 0,00"]
[19242,"ALIMENTADOR TRANS AUT PPAL DE PLANTA CDRC Cometas","UN",256299.74,"$ 230.597,28","$ 859,64","$ 15.675,47","$ 9.167,35","$ 0,00"]
[19235,"ALIMENTADOR TRANSFOR ELEVADOR DE TGA CDRC Cometas","UN",221050.89,"$ 189.451,50","$ 13.270,45","$ 9.161,59","$ 9.167,35","$ 0,00"]
[18980,"ALIMENTADOR TRANSFORMADOR BAJA DE TGDD (Suministro e instalación) CDRC COMETAS","ML",409152.1,"$ 354.435,50","$ 2.605,55","$ 52.111,05","$ 0,00","$ 0,00"]
[10630,"Alistado 1.5 mm sikaguardEpocem720 + sikaguard62*","M2",135346.96,"$ 94.271,15","$ 1.955,99","$ 39.119,82","$ 0,00","$ 0,00"]
[11590,"Alistado 2.0 mm sikaguardEpocem720 **","M2",41081.31,"$ 5,50","$ 1.955,99","$ 39.119,82","$ 0,00","$ 0,00"]
[10632,"Alistado 2.0 mm sikaguardEpocem720 + sikaguard62*","M2",135346.96,"$ 94.271,15","$ 1.955,99","$ 39.119,82","$ 0,00","$ 0,00"]
[995,"ALISTADO Y TABLERO AGLOMERADO","M2",57955.67,"$ 56.036,28","$ 37,64","$ 1.881,75","$ 0,00","$ 0,00"]
[16627,"ALISTADO/AFINADO PISO MORTERO 1:3 h=3cm","M2",25070.05,"$ 12.630,01","$ 243,92","$ 12.196,13","$ 0,00","$ 0,00"]
[12534,"ALISTADO/AFINADO PISO MORTERO 1:4 h=4","M2",28532.3,"$ 15.849,05","$ 248,69","$ 12.434,56","$ 0,00","$ 0,00"]
[18508,"ALISTADO/AFINADO PISO MORTERO 1:4 h=4 CRDC","M2",30172.31,"$ 15.987,53","$ 336,59","$ 13.848,20","$ 0,00","$ 0,00"]
[13874,"Almohada Neopreno 0.20m*0.15m;e=5mm Estructural**","UN",5268.61,"$ 268,08","$ 238,12","$ 4.762,41","$ 0,00","$ 0,00"]
[13873,"Almohada Neopreno 0.20m*0.25m;e=5mm Estructural**","UN",5429.46,"$ 428,93","$ 238,12","$ 4.762,41","$ 0,00","$ 0,00"]
[11289,"ALQ.SEÑALIZACION DE OBRA(CINTA+COLOMBINA+CONO) 30M","DD",7733.19,"$ 528,00","$ 4.625,00","$ 0,00","$ 2.580,19","$ 0,00"]
[11574,"ALQUILER TORREGRUA  500 k (Inc. Instalac y Desmont","MES",3453458.47,"$ 0,00","$ 1.551.149,99","$ 1.902.308,48","$ 0,00","$ 0,00"]
[17744,"Altavos caja montaje muro LBC3018/01 (SUMI INST)","UN",46495.22,"$ 0,00","$ 1.332,31","$ 45.162,91","$ 0,00","$ 0,00"]
[17745,"Altavoz colgante LS1-UC20E-1-US (SUMI INST)","UN",143062.19,"$ 0,00","$ 4.099,40","$ 138.962,79","$ 0,00","$ 0,00"]
[18460,"Altavoz Electrovoice EVC 1122 95","UN",0,"$ 0,00","$ 0,00","$ 0,00","$ 0,00","$ 0,00"]
[18462,"Altavoz Electrovoice EVC 1181S","UN",0,"$ 0,00","$ 0,00","$ 0,00","$ 0,00","$ 0,00"]
[18471,"Altavoz Electrovoice EVF - 1122D/66","UN",0,"$ 0,00","$ 0,00","$ 0,00","$ 0,00","$ 0,00"]
[18475,"Altavoz Electrovoice EVF - 1122D/99","UN",0,"$ 0,00","$ 0,00","$ 0,00","$ 0,00","$ 0,00"]
[18479,"Altavoz Electrovoice EVF - 1181S","UN",0,"$ 0,00","$ 0,00","$ 0,00","$ 0,00","$ 0,00"]
[17741,"Altavoz montaje techo LBC 3087/41 (SUMI INST)","UN",46495.22,"$ 0,00","$ 1.332,31","$ 45.162,91","$ 0,00","$ 0,00"]
[796,"ALUMBRADO PROVISIONAL","UN",295589.08,"$ 117.543,00","$ 4.342,59","$ 173.703,49","$ 0,00","$ 0,00"]
[11154,"ALUMBRADO PROVISIONAL monofasica **","UN",142188.66,"$ 79.793,50","$ 2.971,20","$ 59.423,96","$ 0,00","$ 0,00"]
[15876,"ALUMBRADO PUBLICO SOLAR (+Poste metalico)","UN",289551.39,"$ 91.360,64","$ 130.585,87","$ 61.076,08","$ 6.528,80","$ 0,00"]
[18789,"ALVEODREN","ML",78021.88,"$ 20.407,96","$ 2.585,87","$ 31.417,52","$ 23.610,52","$ 0,00"]
[14048,"AMARRE PLÁSTICO 15CM+AUTOADHESIVO DE FIJACIÓN","UN",239.51,"$ 48,00","$ 0,00","$ 191,51","$ 0,00","$ 0,00"]
[16173,"Amortiguador Golpe de Ariete(1/2\") Sumin+Instal","UN",131772.07,"$ 95.416,00","$ 1.731,24","$ 34.624,83","$ 0,00","$ 0,00"]
[15527,"Amplificador 4 canales- 4x100w Higt Efficient Clas","UN",0,"$ 0,00","$ 0,00","$ 0,00","$ 0,00","$ 0,00"]
[18466,"Amplificador Electrovoice CPS 2.12","UN",0,"$ 0,00","$ 0,00","$ 0,00","$ 0,00","$ 0,00"]
[18480,"Amplificador Electrovoice CPS 2.4","UN",0,"$ 0,00","$ 0,00","$ 0,00","$ 0,00","$ 0,00"]
[18465,"Amplificador Electrovoice CPS 2.9","UN",0,"$ 0,00","$ 0,00","$ 0,00","$ 0,00","$ 0,00"]
[18457,"Amplificador Electrovoice PA2250-T","UN",0,"$ 0,00","$ 0,00","$ 0,00","$ 0,00","$ 0,00"]
[18458,"Amplificador Electrovoice PA2400-T","UN",0,"$ 0,00","$ 0,00","$ 0,00","$ 0,00","$ 0,00"]
[17739,"Amplificador PVA-2P500 (SUMI INST)","UN",10195704.32,"$ 10.077.678,01","$ 3.382,01","$ 114.644,30","$ 0,00","$ 0,00"]
[15157,"Ancla epóx1\"Estruc.0.15m Anchorfix4 -h=3a4M /2012","UN",44938.03,"$ 27.824,36","$ 6.267,72","$ 10.537,31","$ 308,63","$ 0,00"]
[15153,"Ancla epóx1/2\"Estruc.0.15m Anchorfix4 -h=3a4M/2012","UN",19571.330000000002,"$ 7.331,41","$ 4.363,12","$ 7.568,16","$ 308,63","$ 0,00"]
[15155,"Ancla epóx3/4\"Estruc.0.15m Anchorfix4 -h=3a4M/2012","UN",26599.52,"$ 13.076,29","$ 4.867,02","$ 8.347,57","$ 308,63","$ 0,00"]
[15152,"Ancla epóx3/8\"Estruc.0.12m Anchorfix4 -h=3a4M/2012","UN",16122.86,"$ 4.262,53","$ 4.169,10","$ 7.382,59","$ 308,63","$ 0,00"]
[15154,"Ancla epóx5/8\"Estruc.0.15m Anchorfix4 -h=3a4M/2012","UN",23473.71,"$ 10.248,35","$ 4.699,05","$ 8.217,67","$ 308,63","$ 0,00"]
[15156,"Ancla epóx7/8\"Estruc.0.15m Anchorfix4 -h=3a4M/2012","UN",38047.22,"$ 21.117,60","$ 6.083,67","$ 10.537,31","$ 308,63","$ 0,00"]
[11397,"Anclaje  Mecánico Hilti (1\"x 6\")Sum+Instal.**","UN",5084.8100000000004,"$ 0,00","$ 1.187,66","$ 3.897,15","$ 0,00","$ 0,00"]
[11886,"ANCLAJE ACTIVO 30 TN - Mejoram Terreno CEFE COMETA","ML",241220.95,"$ 81.955,82","$ 111.358,83","$ 47.906,30","$ 0,00","$ 0,00"]
[10126,"Anclaje barandas sobre losa stell deck **","UN",79423.53,"$ 55.249,50","$ 3.450,64","$ 13.503,68","$ 0,00","$ 7.219,71"]
[17501,"Anclaje cordel tipo finlandes polo tierra+soporA I","UN",1146943.98,"$ 1.055.672,25","$ 4.346,27","$ 86.925,46","$ 0,00","$ 0,00"]
[14069,"Anclaje de Banca para dos dados  (Desmonte)","UN",18289.080000000002,"$ 0,00","$ 850,43","$ 17.008,62","$ 430,03","$ 0,00"]
[14100,"Anclaje de Banca para dos dados  (Instalación)","UN",29850.87,"$ 0,00","$ 5.188,38","$ 24.662,49","$ 0,00","$ 0,00"]
[14262,"Anclaje de Banca para dos dados  (Suministro)","UN",43636,"$ 43.636,00","$ 0,00","$ 0,00","$ 0,00","$ 0,00"]
[13579,"Anclaje epóxico 1\"  prof 0.05 m con sikadur 31**","UN",7790.03,"$ 1.599,19","$ 1.586,80","$ 4.604,04","$ 0,00","$ 0,00"]
[12367,"Anclaje epóxico 1\"Estructural 0.50m Anchorfix4**","UN",136083.56,"$ 93.790,20","$ 16.990,08","$ 24.994,65","$ 308,63","$ 0,00"]
[13763,"Anclaje epóxico 1/2\" prof. 0.10m con sikadur 42**","UN",11371,"$ 7.086,46","$ 1.546,12","$ 2.738,42","$ 0,00","$ 0,00"]
[11159,"Anclaje epóxico 1/2\"Estructural 0.12m Anchorfix4**","UN",14534.08,"$ 7.570,73","$ 2.990,76","$ 3.711,44","$ 261,15","$ 0,00"]
[12525,"Anclaje epóxico 1/2\"Estructural 0.15m Anchorfix4**","UN",26052.76,"$ 9.783,76","$ 5.428,82","$ 10.531,55","$ 308,63","$ 0,00"]
[13910,"Anclaje epóxico 1/2\"Estructural 0.275m+Adhesivo","UN",30662.1,"$ 13.723,82","$ 5.739,74","$ 10.889,90","$ 308,63","$ 0,00"]
[15362,"Anclaje epóxico 1/4\"  prof 0.06 m con anchorfix 4*","UN",11638.3,"$ 1.873,84","$ 2.238,96","$ 7.216,87","$ 308,63","$ 0,00"]
[13450,"Anclaje epóxico 1/4\"  prof 0.15 m con sikadur 42**","UN",14056.09,"$ 3.899,44","$ 1.500,44","$ 8.656,21","$ 0,00","$ 0,00"]
[14768,"Anclaje epóxico 1/4\"  prof 0.20 m con sikadur 42**","UN",14882.28,"$ 4.460,84","$ 1.678,67","$ 8.742,77","$ 0,00","$ 0,00"]
[10363,"Anclaje epóxico 3/4\"  prof 0.10m con sikadur 42","UN",16916.03,"$ 10.874,26","$ 1.844,84","$ 4.196,93","$ 0,00","$ 0,00"]
[13911,"Anclaje epóxico 3/4\"Estructural 0.15m+Adhesivo","UN",29115.53,"$ 13.757,36","$ 5.774,11","$ 9.275,42","$ 308,63","$ 0,00"]
[15169,"Anclaje epóxico 3/4\"Estructural 0.17m+adhesivo","UN",30778.560000000001,"$ 15.365,58","$ 5.791,80","$ 9.312,54","$ 308,63","$ 0,00"]
[10994,"Anclaje epóxico 3/4\"Estructural 0.20m Anchorfix4**","UN",29992.11,"$ 11.336,14","$ 5.900,24","$ 9.669,39","$ 3.086,34","$ 0,00"]
[13913,"Anclaje epóxico 3/4\"Estructural 0.40m+adhesivo","UN",58342.35,"$ 32.974,36","$ 6.171,30","$ 18.888,05","$ 308,63","$ 0,00"]
[10574,"Anclaje epóxico 3/8\"  prof 0.07 m con sikadur 42**","UN",8429.7000000000007,"$ 3.640,76","$ 891,79","$ 3.897,15","$ 0,00","$ 0,00"]
[11579,"Anclaje epóxico 3/8\"  prof 0.09 m con anchorfix 4*","UN",15192.22,"$ 3.481,85","$ 4.184,87","$ 7.216,87","$ 308,63","$ 0,00"]
[13293,"Anclaje epóxico 3/8\"  prof 0.15 m con  EUCO 52 GEL","UN",6938.25,"$ 3.194,10","$ 1.147,29","$ 2.596,86","$ 0,00","$ 0,00"]
[11010,"Anclaje epóxico 3/8\"  prof 0.15 m con sikadur 42**","UN",11845.72,"$ 6.621,67","$ 1.326,90","$ 3.897,15","$ 0,00","$ 0,00"]
[11576,"Anclaje epóxico 3/8\"Estructural 0.10m Anchorfix4**","UN",19390.240000000002,"$ 4.194,07","$ 4.672,86","$ 10.214,68","$ 308,63","$ 0,00"]
[12526,"Anclaje epóxico 3/8\"Estructural 0.12m Anchorfix4**","UN",9424.39,"$ 5.424,40","$ 1.012,81","$ 2.987,18","$ 0,00","$ 0,00"]
[10992,"Anclaje epóxico 3/8\"Estructural 0.15m Anchorfix4**","UN",12902.25,"$ 7.678,20","$ 1.326,90","$ 3.897,15","$ 0,00","$ 0,00"]
[11428,"Anclaje epóxico 3/8\"Estructural 0.17m Anchorfix4**","UN",19212.46,"$ 8.540,06","$ 1.653,54","$ 9.018,86","$ 0,00","$ 0,00"]
[11457,"Anclaje epóxico 3/8\"Estructural 0.25m Anchorfix4**","UN",17965.53,"$ 10.095,45","$ 2.522,93","$ 5.347,15","$ 0,00","$ 0,00"]
[13795,"Anclaje epóxico 3/8\"Estructural 0.30m Anchorfix4**","UN",27523.91,"$ 8.528,22","$ 7.220,60","$ 11.466,46","$ 308,63","$ 0,00"]
[11458,"Anclaje epóxico 3/8\"Estructural 0.75m Anchorfix4**","UN",40423.9,"$ 18.246,56","$ 10.758,14","$ 11.134,31","$ 284,89","$ 0,00"]
[13906,"Anclaje epóxico 3/8\"Estructural 0.90m Anchorfix4**","UN",46125.45,"$ 22.807,38","$ 10.947,27","$ 12.062,17","$ 308,63","$ 0,00"]
[13762,"Anclaje epóxico 3/8\"prof 0.10m con sikadur 42**","UN",10345.620000000001,"$ 5.827,37","$ 1.231,29","$ 3.286,96","$ 0,00","$ 0,00"]
[11158,"Anclaje epóxico 4mm Estructural 0.10m Anchorfix4**","UN",9210.2000000000007,"$ 4.691,95","$ 1.231,29","$ 3.286,96","$ 0,00","$ 0,00"]
[10362,"Anclaje epóxico 5/8\"  prof 0.10m con sikadur 42","UN",15005.43,"$ 9.275,76","$ 1.232,95","$ 4.496,72","$ 0,00","$ 0,00"]
[14414,"Anclaje epóxico 5/8\"  prof 0.20 m con Red H G-5","UN",17059.03,"$ 9.387,51","$ 2.324,37","$ 5.347,15","$ 0,00","$ 0,00"]
[11012,"Anclaje epóxico 5/8\"  prof 0.20 m con sikadur 42","UN",17789.55,"$ 9.387,51","$ 2.406,42","$ 5.995,62","$ 0,00","$ 0,00"]
[10711,"Anclaje epóxico 5/8\"  prof 0.25 m con sikadur 42","UN",24587.31,"$ 14.924,58","$ 3.367,33","$ 6.295,40","$ 0,00","$ 0,00"]
[13914,"Anclaje epóxico 5/8\"Estructural 0.125m Anchorfix4*","UN",24518.02,"$ 9.833,46","$ 5.433,24","$ 8.942,69","$ 308,63","$ 0,00"]
[15170,"Anclaje epóxico 5/8\"Estructural 0.14 m Anchorfix4*","UN",35003.93,"$ 20.242,09","$ 5.454,85","$ 8.998,36","$ 308,63","$ 0,00"]
[11160,"Anclaje epóxico 5/8\"Estructural 0.15m Anchorfix4**","UN",27687.93,"$ 10.523,58","$ 5.396,41","$ 8.681,59","$ 3.086,34","$ 0,00"]
[11577,"Anclaje epóxico 5/8\"Estructural 0.16m Anchorfix4**","UN",19566.75,"$ 12.143,43","$ 2.076,17","$ 5.347,15","$ 0,00","$ 0,00"]
[10993,"Anclaje epóxico 5/8\"Estructural 0.20m Anchorfix4**","UN",30134.13,"$ 12.030,37","$ 5.743,15","$ 9.274,27","$ 3.086,34","$ 0,00"]
[11578,"Anclaje epóxico 7/8\"Estructural 0.25m Anchorfix4**","UN",31182.37,"$ 12.689,52","$ 5.737,12","$ 9.669,39","$ 3.086,34","$ 0,00"]
[13912,"Anclaje epóxico 7/8\"Estructural 0.40m+Adhesivo","UN",77238.320000000007,"$ 46.134,09","$ 9.123,96","$ 21.671,63","$ 308,63","$ 0,00"]
[15150,"Anclaje epóxico1\"Estruc.0.15m Anchorfix4 -h=3a4M","UN",45538.77,"$ 25.979,41","$ 6.857,69","$ 12.393,03","$ 308,63","$ 0,00"]
[15146,"Anclaje epóxico1/2\"Estruc.0.15m+Adhesivo h=3a4M","UN",19946.830000000002,"$ 6.509,04","$ 5.097,06","$ 8.032,09","$ 308,63","$ 0,00"]
[10991,"Anclaje epóxico1/2\"Estruct. 0.20m Anchorfix4+Andam","UN",19538.03,"$ 11.194,39","$ 2.007,85","$ 6.335,79","$ 0,00","$ 0,00"]
[14186,"Anclaje epóxico1/2\"Estruct.0.20m Anchorfix4Sin Ref","UN",27076.04,"$ 9.758,01","$ 5.932,64","$ 11.076,76","$ 308,63","$ 0,00"]
[15168,"Anclaje epóxico1/2\"Estructural 0.11m+Adhesivo","UN",20841.09,"$ 7.922,63","$ 4.763,30","$ 7.846,52","$ 308,63","$ 0,00"]
[13768,"Anclaje epóxico1/2\"L=0.10m+sikad42.sin And,sinRefu","UN",6266.97,"$ 1.688,90","$ 596,21","$ 3.981,86","$ 0,00","$ 0,00"]
[13772,"Anclaje epóxico1/2\"L=0.20m+sikad42.sin And,sinRef","UN",7301.47,"$ 2.632,51","$ 600,54","$ 4.068,42","$ 0,00","$ 0,00"]
[17168,"Anclaje epóxico1/2\"L=0.20m+sikad42.sin And,sinRef","UN",7047.84,"$ 2.460,25","$ 519,17","$ 4.068,42","$ 0,00","$ 0,00"]
[18282,"Anclaje epóxico1/2\"L=0.20m+sikad42.sin And,sinRef","UN",8392.51,"$ 3.804,92","$ 519,17","$ 4.068,42","$ 0,00","$ 0,00"]
[11011,"Anclaje epóxico1/2\"prof 0.20 m +sikadur 42 +Andami","UN",17319.88,"$ 8.635,38","$ 2.089,32","$ 6.595,18","$ 0,00","$ 0,00"]
[15148,"Anclaje epóxico3/4\"Estruc.0.15m Anchorfix4 -h=3a4M","UN",24886.29,"$ 10.177,57","$ 5.124,66","$ 9.275,42","$ 308,63","$ 0,00"]
[15140,"Anclaje epóxico3/8\"Estruc.0.12m Anchorfix4 -h=3a4M","UN",15383.49,"$ 3.385,98","$ 4.306,28","$ 7.382,59","$ 308,63","$ 0,00"]
[13770,"Anclaje epóxico3/8\"L=0.10m+sikad42.sin And,sinRefu","UN",6244.19,"$ 1.411,77","$ 504,32","$ 4.328,10","$ 0,00","$ 0,00"]
[14191,"Anclaje epóxico3/8\"L=0.11m+AnchorFix.+TalPerc+Pist","UN",6566.04,"$ 1.541,91","$ 522,90","$ 4.501,23","$ 0,00","$ 0,00"]
[13771,"Anclaje epóxico3/8\"L=0.15m+sikad42.sin And,sinRefu","UN",7484.92,"$ 1.915,45","$ 548,87","$ 5.020,60","$ 0,00","$ 0,00"]
[14192,"Anclaje epóxico3/8\"L=0.20m+AnchorFix.+TalPerc+Pist","UN",9081.69,"$ 1.595,14","$ 734,71","$ 6.751,84","$ 0,00","$ 0,00"]
[15270,"Anclaje epóxico3/8\"prof 0.07m+ sikadur 42Sin Andam","UN",7960.06,"$ 3.640,76","$ 422,15","$ 3.897,15","$ 0,00","$ 0,00"]
[15147,"Anclaje epóxico5/8\"Estruc.0.15m Anchorfix4 -h=3a4M","UN",21809.51,"$ 8.038,72","$ 4.873,34","$ 8.588,81","$ 308,63","$ 0,00"]
[15149,"Anclaje epóxico7/8\"Estruc.0.15m+Adhesivo -h=3a4M","UN",34620.83,"$ 16.436,75","$ 6.410,27","$ 11.465,17","$ 308,63","$ 0,00"]
[13729,"Anclaje expansivo 3/8\" * 3\"","UN",2657.62,"$ 1.379,00","$ 499,56","$ 779,06","$ 0,00","$ 0,00"]
[14661,"ANCLAJE PARA BANCA X 2 DADOS (SUM + INST)","UN",73486.87,"$ 43.636,00","$ 5.188,38","$ 24.662,49","$ 0,00","$ 0,00"]
[14828,"ANCLAJE PARA BANCA X 2 DADOS(DESM+SUM+INST)","UN",91775.95,"$ 43.636,00","$ 6.038,81","$ 41.671,11","$ 430,03","$ 0,00"]
[13723,"ANCLAJE PARA SILLETERIA (SUMINISTRO + INSTALACION)","UN",3140.89,"$ 1.250,38","$ 90,02","$ 1.800,49","$ 0,00","$ 0,00"]
[15117,"Anclaje pasivo  d=3\" suelo duros 21Mpa  barra3/4\"","ML",254400.4,"$ 29.608,79","$ 18.141,70","$ 37.420,00","$ 23,74","$ 169.206,17"]
[15118,"Anclaje pasivo  d=3\" suelo duros21Mpa  barra5/8\" T","ML",251493.24,"$ 26.934,28","$ 18.181,94","$ 37.411,32","$ 23,74","$ 168.941,96"]
[14224,"Anclaje pasivo  d=3\" suelo malos21Mpa  barra3/4\"","ML",129619.82,"$ 32.269,44","$ 44.749,00","$ 36.926,75","$ 23,74","$ 15.650,89"]
[14421,"Anclaje pasivo  d=3\" suelo malos21Mpa  barra5/8\" T","ML",126557.79,"$ 29.594,93","$ 44.746,09","$ 36.918,07","$ 23,74","$ 15.274,96"]
[12647,"Anclaje Varilla de 1/4\"L=1.00m+Sika Top 122 *","UN",16529.98,"$ 9.076,99","$ 354,90","$ 7.098,09","$ 0,00","$ 0,00"]
[11047,"AnclajeEpóxico1/4\"L=0.05 m+sikadur42+Andam+Ref**","UN",7145.72,"$ 2.812,45","$ 576,48","$ 3.756,79","$ 0,00","$ 0,00"]
[709,"ANDAMIO COLGANTE","DD",33895.199999999997,"$ 0,00","$ 0,00","$ 33.895,20","$ 0,00","$ 0,00"]
[11546,"ANDAMIO TUBULAR ( 50 SECCIONES 1MES)+Armado","MES",1620490,"$ 0,00","$ 1.269.850,00","$ 350.640,00","$ 0,00","$ 0,00"]
[707,"ANDAMIO TUBULAR (6 SECCIONES 1 SMN)+Armado","SMN",94039.2,"$ 0,00","$ 60.144,00","$ 33.895,20","$ 0,00","$ 0,00"]
[708,"ANDAMIO TUBULAR (6 SECCIONES 1MES)+ Armado","MES",186277.2,"$ 0,00","$ 152.382,00","$ 33.895,20","$ 0,00","$ 0,00"]
[11163,"ANDAMIO TUBULAR (por m2 mamp culata coliseo3 piso","M2",1723.73,"$ 0,00","$ 1.373,09","$ 350,64","$ 0,00","$ 0,00"]
[656,"ANDEN + SARDINEL PREFABRICADO","M2",26375.06,"$ 9.532,99","$ 55,90","$ 16.786,17","$ 0,00","$ 0,00"]
[786,"ANDEN EN CONCRETO e=.10 + Subbase Granular","M2",95102.77,"$ 53.891,72","$ 3.208,67","$ 22.632,39","$ 15.369,99","$ 0,00"]
[15262,"Anden en concreto reforz e=.07 3000psi  sin estr**","M2",142366.23000000001,"$ 116.427,05","$ 2.127,12","$ 23.812,06","$ 0,00","$ 0,00"]
[10445,"Anden en concreto reforz e=.10 3000psi  sin estr**","M2",155747.78,"$ 129.808,60","$ 2.127,12","$ 23.812,06","$ 0,00","$ 0,00"]
[10913,"ANDEN h=10 C:105 KG/Cm2","M2",57103.46,"$ 42.521,14","$ 39,95","$ 14.542,37","$ 0,00","$ 0,00"]
[11652,"ANDEN h=10 C:175 KG/Cm2  + refuerzo malla","M2",63611.49,"$ 44.122,48","$ 435,94","$ 19.053,08","$ 0,00","$ 0,00"]
[13077,"ANDEN h=10 C:245 KG/Cm2  reforzad","M2",71837.850000000006,"$ 55.170,52","$ 32,90","$ 16.634,43","$ 0,00","$ 0,00"]
[10366,"Anden h=15 C:210 Kg/cm2  sin refuerzo **","M2",110611.5,"$ 72.530,08","$ 2.363,33","$ 35.718,09","$ 0,00","$ 0,00"]
[726,"ANDEN h=8 C:140 KG/Cm2","M2",51092.29,"$ 35.273,54","$ 39,95","$ 15.778,80","$ 0,00","$ 0,00"]
[727,"ANDEN h=8 C:175 KG/Cm2","M2",53250.35,"$ 35.459,31","$ 1.799,52","$ 15.991,53","$ 0,00","$ 0,00"]
[728,"ANDEN h=8 C:210 KG/Cm2","M2",52819.29,"$ 37.007,59","$ 32,90","$ 15.778,80","$ 0,00","$ 0,00"]
[11974,"ANDEN h=8 C:210 KG/Cm2","M2",52819.29,"$ 37.007,59","$ 32,90","$ 15.778,80","$ 0,00","$ 0,00"]
[729,"ANDEN h=8 C:245 KG/Cm2","M2",59199.31,"$ 43.387,61","$ 32,90","$ 15.778,80","$ 0,00","$ 0,00"]
[10853,"AndenAdoqu e=0.08  bland geoLafayettevehicu**","M2",179089.73,"$ 48.118,54","$ 60.038,59","$ 43.830,64","$ 27.101,97","$ 0,00"]
[10159,"AndenAdoqu e=0.08  blando geotext-T-2100 +Malla","M2",230534.82,"$ 115.526,85","$ 51.546,18","$ 36.359,83","$ 27.101,97","$ 0,00"]
[10321,"AndenConcReforz 3000psi e=15cm+imprim sin base**","M2",132721.87,"$ 91.007,54","$ 1.418,75","$ 40.058,17","$ 237,41","$ 0,00"]
[12030,"Andenconcret e=0.07 5.3-1bland geotextil- peatonal","M2",162613.54,"$ 74.315,59","$ 33.187,53","$ 38.849,25","$ 16.261,18","$ 0,00"]
[12032,"Andenconcret e=0.07 5.3-2 medio+geotextil peatonal","M2",154580.70000000001,"$ 75.059,40","$ 28.159,01","$ 37.811,32","$ 13.550,98","$ 0,00"]
[12029,"Andenconcret e=0.10 5.4-Abland+ geotextilVehicular","M2",193767.73,"$ 99.056,47","$ 37.982,48","$ 37.757,39","$ 18.971,38","$ 0,00"]
[12031,"Andenconcret e=0.10 5.4-Bmedio+geotextil Vehicular","M2",182765.58,"$ 95.684,47","$ 34.087,91","$ 36.732,01","$ 16.261,18","$ 0,00"]
[11195,"Andenconcret+rerfuerz e=0.07 sinEstruct MezEnObr**","M2",65732.009999999995,"$ 47.938,54","$ 1.561,85","$ 13.875,90","$ 2.355,71","$ 0,00"]
[11194,"Andenconcret+rerfuerz e=0.07sinEstruct premezc**","M2",69571.91,"$ 56.421,01","$ 1.517,01","$ 11.633,89","$ 0,00","$ 0,00"]
[12024,"Andenconcreto e=0.07 4.2-1blando+geotextilpeatonal","M2",174246.07,"$ 78.304,75","$ 37.082,76","$ 39.887,19","$ 18.971,38","$ 0,00"]
[12026,"Andenconcreto e=0.07 4.2-2medio+ geotext peatonal","M2",163733.44,"$ 75.863,60","$ 32.759,42","$ 38.849,25","$ 16.261,18","$ 0,00"]
[12028,"Andenconcreto e=0.07 4.2-3duro+ geotextil peatonal","M2",151392.32000000001,"$ 77.104,99","$ 22.950,15","$ 37.786,21","$ 13.550,99","$ 0,00"]
[10157,"Andenconcreto e=0.08 4.2-1 bland geoPAVCO peatonal","M2",175845.94,"$ 79.876,42","$ 38.057,54","$ 38.940,60","$ 18.971,38","$ 0,00"]
[10678,"Andenconcreto e=0.10 4.2-1 bland geoPAVCO peatonal","M2",205936.53,"$ 107.851,44","$ 40.173,11","$ 38.940,60","$ 18.971,38","$ 0,00"]
[12023,"Andenconcreto e=0.10 4.3-Abland geotext Vehicular","M2",202421.84,"$ 98.127,45","$ 43.817,47","$ 38.795,33","$ 21.681,58","$ 0,00"]
[12025,"Andenconcreto e=0.10 4.3-Bmedio+ geotext Vehicular","M2",199220.82,"$ 99.081,90","$ 43.397,58","$ 37.769,95","$ 18.971,38","$ 0,00"]
[12027,"Andenconcreto e=0.10 4.3-C duro geoPAVCO Vehicula","M2",200094.46,"$ 118.798,97","$ 32.097,41","$ 35.647,09","$ 13.550,99","$ 0,00"]
[12033,"Andenconcreto e=0.10 5.4-C duro geoLAFAYETT Vehicu","M2",189463.22,"$ 108.167,73","$ 32.097,41","$ 35.647,09","$ 13.550,99","$ 0,00"]
[10158,"Andenconcreto e=0.15 bland 4.3-A geotextil T-2100","M2",217107.08,"$ 106.567,61","$ 48.264,39","$ 40.593,50","$ 21.681,58","$ 0,00"]
[12034,"Andenconcretoe=0.07 5.3-3duro geot  GT-2400 peaton","M2",147167.93,"$ 75.303,21","$ 24.263,11","$ 36.760,83","$ 10.840,79","$ 0,00"]
[10122,"AndenConcrRefor 3000psi e= 5cm +imprim**","M2",96722.2,"$ 45.905,31","$ 181,22","$ 50.398,25","$ 237,41","$ 0,00"]
[15003,"AndenCuneta 2500 psi e=0.10 4.2-1 bland+ Geotextil","M2",192281.28,"$ 101.769,96","$ 37.771,10","$ 33.768,84","$ 18.971,38","$ 0,00"]
[15004,"AndenCuneta 2500 psi e=0.10 4.2-2 medio+Geotextil","M2",183244.97,"$ 100.377,01","$ 33.875,88","$ 32.730,90","$ 16.261,18","$ 0,00"]
[15000,"AndenCuneta 2500 psi e=0.10 5.3-1 bland geotextil","M2",186857.05,"$ 103.989,09","$ 33.875,88","$ 32.730,90","$ 16.261,18","$ 0,00"]
[15001,"AndenCuneta 2500 psi e=0.10 5.3-2 medio + geotexti","M2",177399.84,"$ 102.711,02","$ 29.955,13","$ 31.182,71","$ 13.550,98","$ 0,00"]
[15002,"AndenCuneta 2500 psi e=0.10 5.3-3 duro + geotextil","M2",169855.69,"$ 102.823,44","$ 26.059,24","$ 30.132,22","$ 10.840,79","$ 0,00"]
[10592,"AndenCuneta 2500 psi e=0.10 5.4-A blando+geotextil","M2",197500.42,"$ 107.002,32","$ 37.770,44","$ 33.756,28","$ 18.971,38","$ 0,00"]
[11182,"AndenCuneta 2500 psi e=0.10 GEOT2400","M2",266786.01,"$ 137.919,91","$ 55.961,61","$ 43.092,34","$ 29.812,17","$ 0,00"]
[16693,"AndenCuneta 2500 psi e=0.10(Sin estructura)","M2",186809.1,"$ 104.890,68","$ 50.528,87","$ 31.389,55","$ 0,00","$ 0,00"]
[15005,"AndenCuneta 2500psi e=0.10 4.2-3 duro + geotextil","M2",179516.84,"$ 104.854,44","$ 29.953,82","$ 31.157,60","$ 13.550,99","$ 0,00"]
[12668,"AndenCuneta 3000 psi e=0.10 4.2-1 bland geoPAVCO","M2",197724.94,"$ 107.213,62","$ 37.771,10","$ 33.768,84","$ 18.971,38","$ 0,00"]
[17344,"ANDENES e=0.10m  CONCRETO F'C 21 MPA  CDRC","M2",64817.65,"$ 47.322,34","$ 935,41","$ 16.559,90","$ 0,00","$ 0,00"]
[13379,"Angeo  (Sum+Inst).","M2",9385.1299999999992,"$ 56,10","$ 348,68","$ 6.973,53","$ 2.006,82","$ 0,00"]
[13374,"ANGULO 1 1/4\" X 1/8\" - SUM. E INST. Y PINTURA ","ML",42608.43,"$ 17.546,66","$ 3.118,16","$ 21.671,26","$ 272,35","$ 0,00"]
[15371,"ANGULO 1 1/4x1/8\"+anticorr.+pintura(Sum + insta)","ML",44391.69,"$ 8.662,40","$ 6.899,45","$ 23.669,45","$ 5.160,38","$ 0,00"]
[13654,"ANGULO 1 x 1 x1/8\"+Platina 5/8x1/8\"(Sum + insta","ML",43844.67,"$ 8.115,38","$ 6.899,45","$ 23.669,45","$ 5.160,38","$ 0,00"]
[13559,"ANGULO 11/2x11/2x1/8\" (Sum + instal.)***","ML",34680.870000000003,"$ 9.617,47","$ 7.666,06","$ 11.663,58","$ 5.733,76","$ 0,00"]
[13632,"ANGULO 11/2x11/2x1/8\"+Platina 5/8x1/8\"(Sum + insta","ML",50079.25,"$ 11.843,62","$ 7.666,06","$ 24.835,81","$ 5.733,76","$ 0,00"]
[13697,"ANGULO 11/2x11/2x1/8\"+Tubo Cuad.1x1\"(Sum + insta","ML",65603.17,"$ 59.957,93","$ 0,00","$ 5.645,24","$ 0,00","$ 0,00"]
[13058,"ANGULO 1x1x1/8\" (Sum + instal.)***","UN",11876.06,"$ 9.040,00","$ 54,57","$ 2.728,53","$ 0,00","$ 52,96"]
[13560,"ANGULO 2\"x2\"x1/8\" (Sum + instal.)***","ML",38031.42,"$ 12.968,02","$ 7.666,06","$ 11.663,58","$ 5.733,76","$ 0,00"]
[18145,"Anillas 5000 lb con fijacion a concreto  SUM+INST","UN",0,"$ 0,00","$ 0,00","$ 0,00","$ 0,00","$ 0,00"]
[11153,"Anillo contenc caisson e=0.10 dex=1.3 3000 psi  **","M3",1203054.81,"$ 754.051,33","$ 56.498,51","$ 392.504,97","$ 0,00","$ 0,00"]
[17690,"ANTENA C/trol PROCEs  COBER min.400 pies (sum ins)","UN",0,"$ 0,00","$ 0,00","$ 0,00","$ 0,00","$ 0,00"]
[17696,"ANTENA DE CONTROL PARA COMUNICAC CON EQUIPOS","UN",0,"$ 0,00","$ 0,00","$ 0,00","$ 0,00","$ 0,00"]
[18445,"ANTENA PARA CONTROL DE PROCESAMIENTO  400PIES","UN",60260.77,"$ 6.376,00","$ 2.380,91","$ 48.636,98","$ 2.866,88","$ 0,00"]
[13218,"ANTICORROSIVO A BASE DE ZINC","M2",17074.16,"$ 4.801,76","$ 584,40","$ 11.688,00","$ 0,00","$ 0,00"]
[15762,"ANTICORROSIVO S/ESTRUCT. METALICA(e=1.5mm)SupGalva","KG",1875.92,"$ 760,51","$ 246,89","$ 868,52","$ 0,00","$ 0,00"]
[15780,"ANTICORROSIVO S/ESTRUCT. METALICACubierta(e=1.5mm)","KG",758.3,"$ 73,19","$ 169,38","$ 515,73","$ 0,00","$ 0,00"]
[620,"ANTICORROSIVO S/LAMINA LINEAL","ML",5456.48,"$ 1.198,32","$ 124,02","$ 4.134,14","$ 0,00","$ 0,00"]
[621,"ANTICORROSIVO S/LAMINA LLENA CON COMPRESOR","M2",2997.73,"$ 2.158,28","$ 335,71","$ 503,74","$ 0,00","$ 0,00"]
[622,"ANTIHUMEDAD FACHADA","M2",10350.299999999999,"$ 5.090,70","$ 0,00","$ 5.259,60","$ 0,00","$ 0,00"]
[17711,"Anunciador remoto LCD, UL, ULC (SUMI INST)","UN",57895.37,"$ 0,00","$ 573,22","$ 57.322,15","$ 0,00","$ 0,00"]
[12658,"APARATO SANITARIO (sum+instal).","UN",47384.63,"$ 632,63","$ 0,00","$ 46.752,00","$ 0,00","$ 0,00"]
[17438,"APLICACIONES DE PINTURA SOBRE MUROS Y COLUMNAS CON STENCIL","M2",160000,"$ 160.000,00","$ 0,00","$ 0,00","$ 0,00","$ 0,00"]
[15205,"APLIQUE DE SOBREPONER (2X27W)+BOMBILLAS","UN",23710.52,"$ 0,00","$ 1.129,07","$ 22.581,45","$ 0,00","$ 0,00"]
[15054,"APLIQUE DE SOBREPONER 17W POLICARBONATO COMPLETA","UN",99870.52,"$ 76.160,00","$ 1.129,07","$ 22.581,45","$ 0,00","$ 0,00"]
[19212,"APLIQUE PARED LED 10W 1420 lm CEFE COMETAS","UN",1508850.46,"$ 1.472.372,72","$ 1.737,04","$ 34.740,70","$ 0,00","$ 0,00"]
[11200,"Apoyo movil para correas **","UN",47713.72,"$ 10.872,80","$ 2.887,96","$ 26.482,00","$ 0,00","$ 7.470,96"]
[12940,"Apoyo vertical baranda tub galv 2\" L=1m **","ML",20915.919999999998,"$ 6.473,33","$ 6.915,60","$ 7.526,99","$ 0,00","$ 0,00"]
[11426,"Apuntalamiento con cerha y camilla **","M2",4968.3900000000003,"$ 565,47","$ 1.264,69","$ 3.138,23","$ 0,00","$ 0,00"]
[11588,"Apuntalamiento con cerha+camilla cubierta estadio*","M2",10391.02,"$ 3.204,95","$ 4.047,84","$ 3.138,23","$ 0,00","$ 0,00"]
[12829,"Apuntalamiento de terreno  **","M2",11567.12,"$ 1.214,82","$ 3.208,68","$ 7.143,62","$ 0,00","$ 0,00"]
[10580,"Apuntamiento de proyectores según diseño de iluminación - Estadio El Campin (Incl. AIU)","UN",34666,"$ 0,00","$ 34.666,00","$ 0,00","$ 0,00","$ 0,00"]
[16146,"Araña-JuegoInfant(3-14Año)6.6x6.6x2.8(Instalación)","UN",1215979.5,"$ 806.865,90","$ 5.713,20","$ 246.959,80","$ 156.440,55","$ 0,00"]
[14201,"Arbol Abutilon (Siemb+Caja+Tier. Abonad+Tutor)**","UN",263950.08000000002,"$ 138.236,84","$ 0,00","$ 82.128,00","$ 43.585,24","$ 0,00"]
[12395,"Arbol Acacia Negra(Siemb+Caja+Tier. Abon+Tutor)**","UN",265222.24,"$ 139.509,00","$ 0,00","$ 82.128,00","$ 43.585,24","$ 0,00"]
[11264,"Arbol Alcaparro (Siemb+Caja+Tier. Abonad+Tutor)**","UN",291163.08,"$ 165.449,84","$ 0,00","$ 82.128,00","$ 43.585,24","$ 0,00"]
[11244,"Arbol Aliso (Siembra+Caja+Tier. Abonada+Tutor)**","UN",293908.08,"$ 168.194,84","$ 0,00","$ 82.128,00","$ 43.585,24","$ 0,00"]
[18199,"Arbol Aliso (Siembra+Caja+Tier. Abonada+Tutor)**CR","UN",296774.96000000002,"$ 168.194,84","$ 0,00","$ 82.128,00","$ 46.452,12","$ 0,00"]
[11533,"Arbol Arrayan (Siemb+Caja+Tier. Abon+Tutor)**","UN",283494.24,"$ 157.781,00","$ 0,00","$ 82.128,00","$ 43.585,24","$ 0,00"]
[11251,"Arbol Cajeto(Siemb+Caja+Tier. Abonad+Tutor)**","UN",284449.08,"$ 158.735,84","$ 0,00","$ 82.128,00","$ 43.585,24","$ 0,00"]
[11242,"Arbol Calistemo(Siemb+Caja+Tier. Abonad+Tutor)**","UN",282213.08,"$ 156.499,84","$ 0,00","$ 82.128,00","$ 43.585,24","$ 0,00"]
[11253,"Arbol CarboneroRojo(Siemb+Caja+Tier. Abon+Tutor)**","UN",298764.08,"$ 173.050,84","$ 0,00","$ 82.128,00","$ 43.585,24","$ 0,00"]
[15374,"Arbol Caucho Tequendama (Siemb+Caja+Tier. Ab+Tutor","UN",292991.01,"$ 172.292,00","$ 0,00","$ 82.128,00","$ 38.571,01","$ 0,00"]
[17796,"Arbol Caucho Tequendama (Siemb+Caja+Tier. Ab+Tutor","UN",295857.89,"$ 172.292,00","$ 0,00","$ 82.128,00","$ 41.437,89","$ 0,00"]
[18742,"Arbol Caucho Tequendama/(Siemb+Caja+tierrAbonada","UN",297685.24,"$ 171.972,00","$ 0,00","$ 82.128,00","$ 43.585,24","$ 0,00"]
[11238,"Arbol CauchoSabanero (Siemb+Caja+Tier. Ab+Tutor)**","UN",295750.08,"$ 170.036,84","$ 0,00","$ 82.128,00","$ 43.585,24","$ 0,00"]
[15678,"Arbol Cayeno H=1-1.50M(Siemb+Caja+Tier. Abon+Tutor","UN",267414.08,"$ 141.700,84","$ 0,00","$ 82.128,00","$ 43.585,24","$ 0,00"]
[11255,"Arbol Cayeno(Siemb+Caja+Tier. Abon+Tutor)**","UN",282726.08,"$ 157.012,84","$ 0,00","$ 82.128,00","$ 43.585,24","$ 0,00"]
[15268,"Arbol Cedrillo(Siemb+Caja+Tier. Abon+Tutor)","UN",297098.08,"$ 171.384,84","$ 0,00","$ 82.128,00","$ 43.585,24","$ 0,00"]
[11237,"Arbol Cedro (Siemb+Caja+Tier. Ab+Tutor)**","UN",294161.24,"$ 168.448,00","$ 0,00","$ 82.128,00","$ 43.585,24","$ 0,00"]
[17797,"Arbol Cedro (Siemb+Caja+Tier. Ab+Tutor)**","UN",292333.89,"$ 168.768,00","$ 0,00","$ 82.128,00","$ 41.437,89","$ 0,00"]
[18195,"Arbol Cedro (Siemb+Caja+Tier. Ab+Tutor)**  CRDF","UN",299415.96000000002,"$ 170.835,84","$ 0,00","$ 82.128,00","$ 46.452,12","$ 0,00"]
[11239,"Arbol Cerezo (Siemb+Caja+Tier. Ab+Tutor)**","UN",282621.08,"$ 156.907,84","$ 0,00","$ 82.128,00","$ 43.585,24","$ 0,00"]
[11316,"Arbol Chicala H=1,50(Siemb+Caja+Tier.Abon+Tut)**","UN",273438.08000000002,"$ 147.724,84","$ 0,00","$ 82.128,00","$ 43.585,24","$ 0,00"]
[17799,"Arbol Chicala H=1,50(Siemb+Caja+Tier.Abon+Tut)**","UN",269222.89,"$ 145.657,00","$ 0,00","$ 82.128,00","$ 41.437,89","$ 0,00"]
[15679,"Arbol Chicala H=1,50(Siemb+Caja+Tier.Abon+Tut)Rosa","UN",296549.08,"$ 170.835,84","$ 0,00","$ 82.128,00","$ 43.585,24","$ 0,00"]
[15269,"Arbol Chiripique(Siemb+Caja+Tier. Abon+Tutor)","UN",293654.08,"$ 167.940,84","$ 0,00","$ 82.128,00","$ 43.585,24","$ 0,00"]
[11266,"Arbol Cirus (Siembra+Caja+Tier. Abonada+Tutor)**","UN",334045.08,"$ 208.331,84","$ 0,00","$ 82.128,00","$ 43.585,24","$ 0,00"]
[13064,"Arbol de CHilco H=1,50(Siemb+Caja+Tier.Abon+Tut)**","UN",273590.24,"$ 147.877,00","$ 0,00","$ 82.128,00","$ 43.585,24","$ 0,00"]
[13065,"Arbol de LAUREL HOJA PEQUEÑA H=1,50(Siemb+Caja+Tie","UN",283923.24,"$ 158.210,00","$ 0,00","$ 82.128,00","$ 43.585,24","$ 0,00"]
[11688,"Arbol Durazno Común H=1,50(Siemb+Caja+Tier.Ab","UN",295482.23999999999,"$ 169.769,00","$ 0,00","$ 82.128,00","$ 43.585,24","$ 0,00"]
[11248,"Arbol Eugenia (Siemb+Caja+Tier. Abonada+Tutor)**","UN",264211.08,"$ 138.497,84","$ 0,00","$ 82.128,00","$ 43.585,24","$ 0,00"]
[11249,"Arbol Eugenia (Siemb+Caja+Tier. Abonada+Tutor)**","UN",264211.08,"$ 138.497,84","$ 0,00","$ 82.128,00","$ 43.585,24","$ 0,00"]
[11236,"Arbol Falso Pimiento (Siemb+Caja+Tier. Ab+Tutor)**","UN",288628.08,"$ 162.914,84","$ 0,00","$ 82.128,00","$ 43.585,24","$ 0,00"]
[17800,"Arbol Falso Pimiento (Siemb+Caja+Tier. Ab+Tutor)**","UN",284412.89,"$ 160.847,00","$ 0,00","$ 82.128,00","$ 41.437,89","$ 0,00"]
[18244,"Arbol Falso Pimiento (Siemb+Caja+Tier.) CRDF","UN",291494.96000000002,"$ 162.914,84","$ 0,00","$ 82.128,00","$ 46.452,12","$ 0,00"]
[11246,"Arbol Guayacán (Siemb+Caja+Tier. Abonada+Tutor)**","UN",278633.08,"$ 152.919,84","$ 0,00","$ 82.128,00","$ 43.585,24","$ 0,00"]
[15662,"Arbol Guayacán de ManizalezH=1.0-1.5m (Siem+Caja+T","UN",236305.41,"$ 123.320,60","$ 0,00","$ 82.128,00","$ 30.856,81","$ 0,00"]
[17798,"Arbol Guayacán de ManizalezH=1.0-1.5m (Siem+Caja+T","UN",271084.89,"$ 147.519,00","$ 0,00","$ 82.128,00","$ 41.437,89","$ 0,00"]
[13944,"Arbol Guayacán de ManizalezH=1.5-2m (Siem+Caja+Tie","UN",236305.41,"$ 123.320,60","$ 0,00","$ 82.128,00","$ 30.856,81","$ 0,00"]
[18278,"Arbol Guayacán de ManizalezH=1.5-2m CRDF","UN",241082.56,"$ 125.230,87","$ 0,00","$ 82.128,00","$ 33.723,69","$ 0,00"]
[11245,"Arbol Hayuelo (Siembra+Caja+Tier. Abonada+Tutor)**","UN",291875.08,"$ 166.161,84","$ 0,00","$ 82.128,00","$ 43.585,24","$ 0,00"]
[14453,"Arbol Higuerilla(Siem+Caja+Tier. Abo+Tutor)H=1-1.5","UN",311492.08,"$ 185.778,84","$ 0,00","$ 82.128,00","$ 43.585,24","$ 0,00"]
[11250,"Arbol Holly Liso(Siemb+Caja+Tier. Abonad+Tutor)**","UN",280147.08,"$ 154.433,84","$ 0,00","$ 82.128,00","$ 43.585,24","$ 0,00"]
[14203,"Arbol JazminChino(Siemb+Caja+Tier. Abon+Tutor)","UN",276230.08,"$ 150.516,84","$ 0,00","$ 82.128,00","$ 43.585,24","$ 0,00"]
[11687,"Arbol Laurel de Cera H=1,50(Siemb+Caja+Tier.Abon+T","UN",276080.24,"$ 150.367,00","$ 0,00","$ 82.128,00","$ 43.585,24","$ 0,00"]
[16247,"Arbol Lavanda H=0.50-1.00m (Siemb+Caja+Tier. Ab+Tu","UN",280693.08,"$ 154.979,84","$ 0,00","$ 82.128,00","$ 43.585,24","$ 0,00"]
[18326,"Arbol LIQUIDAMBAR (1-1.5M) CRDF","UN",287166.73,"$ 163.600,84","$ 0,00","$ 82.128,00","$ 41.437,89","$ 0,00"]
[11305,"Arbol LIQUIDAMBAR (Siembra+Caja+Tier. Abonada+Tuto","UN",284299.84999999998,"$ 163.600,84","$ 0,00","$ 82.128,00","$ 38.571,01","$ 0,00"]
[11987,"Arbol Magnolio(Siemb+Caja+Tier. Abonad+Tuto","UN",518389.24,"$ 392.676,00","$ 0,00","$ 82.128,00","$ 43.585,24","$ 0,00"]
[15289,"Arbol Mangle H=1-1.50m (Siemb+Caja+Tier. Ab+Tutor)","UN",280522.08,"$ 154.808,84","$ 0,00","$ 82.128,00","$ 43.585,24","$ 0,00"]
[15096,"Arbol Mano de Oso (Siemb+Caja+Tier. Abonad+Tutor)","UN",286328.08,"$ 160.614,84","$ 0,00","$ 82.128,00","$ 43.585,24","$ 0,00"]
[17801,"Arbol Mano de Oso (Siemb+Caja+Tier. Abonad+Tutor)","UN",282112.89,"$ 158.547,00","$ 0,00","$ 82.128,00","$ 41.437,89","$ 0,00"]
[11252,"Arbol Mermelada(Siemb+Caja+Tier. Abonad+Tutor)**","UN",259823.08,"$ 134.109,84","$ 0,00","$ 82.128,00","$ 43.585,24","$ 0,00"]
[14202,"Arbol MetrosideroRojo(Siemb+Caja+Tier. Abon+Tutor)","UN",251661.08,"$ 125.947,84","$ 0,00","$ 82.128,00","$ 43.585,24","$ 0,00"]
[13969,"Arbol Nogal 1.5 - 2.0m(Siemb+Caja+Tier. Abon+Tutor","UN",293622.24,"$ 167.909,00","$ 0,00","$ 82.128,00","$ 43.585,24","$ 0,00"]
[18329,"Arbol Nogal 1.5-2.0m(Siemb+Caja+Tier.) CRDF","UN",298876.96000000002,"$ 170.296,84","$ 0,00","$ 82.128,00","$ 46.452,12","$ 0,00"]
[11985,"Arbol Palma Alejandra(Siemb+Caja+Tier. Abonad+Tuto","UN",361060.24,"$ 235.347,00","$ 0,00","$ 82.128,00","$ 43.585,24","$ 0,00"]
[12069,"Arbol Palma C.(Siemb+Caja+Tier. Abonad+Tuto**","UN",393273.24,"$ 267.560,00","$ 0,00","$ 82.128,00","$ 43.585,24","$ 0,00"]
[18331,"Arbol Palma de Cera (Siemb+Caja+Tier.) CRDF","UN",398527.96,"$ 269.947,84","$ 0,00","$ 82.128,00","$ 46.452,12","$ 0,00"]
[11254,"Arbol Palma de Cera(Siemb+Caja+Tier. Abonad+Tutor)","UN",395661.08,"$ 269.947,84","$ 0,00","$ 82.128,00","$ 43.585,24","$ 0,00"]
[18332,"Arbol PalmaFenix h=1-1.5m(Siemb+Caja+Tier.) CRDF","UN",408861.96,"$ 280.281,84","$ 0,00","$ 82.128,00","$ 46.452,12","$ 0,00"]
[11243,"Arbol PalmaFenix h=1-1.5m(Siemb+Caja+Tier.Abon+tu)","UN",405995.08,"$ 280.281,84","$ 0,00","$ 82.128,00","$ 43.585,24","$ 0,00"]
[15281,"Arbol Pino Boxus como Barrera (Sum+Siembra+Tierra)","ML",96104.97,"$ 65.908,95","$ 528,13","$ 14.018,79","$ 15.649,11","$ 0,00"]
[15276,"Arbol Pino Boxus h=0.60m  (Sum+Siembra+Tierra)","M2",156953.48000000001,"$ 104.920,48","$ 890,97","$ 24.701,85","$ 26.440,20","$ 0,00"]
[18333,"Arbol Pino Romeron H=1-1.50 (Siemb+Caja+Tier) CRDF","UN",291230.96000000002,"$ 162.650,84","$ 0,00","$ 82.128,00","$ 46.452,12","$ 0,00"]
[15684,"Arbol pino Romeron H=1-1.50(Siemb+Caja+Tier.Abona)","UN",288364.08,"$ 162.650,84","$ 0,00","$ 82.128,00","$ 43.585,24","$ 0,00"]
[18741,"Arbol Pomarroso/Corymbia Facifolia (Siemb+Caja+Ti","UN",301606.24,"$ 175.893,00","$ 0,00","$ 82.128,00","$ 43.585,24","$ 0,00"]
[11265,"Arbol Roble (Siembra+Caja+Tier. Abonada+Tutor)**","UN",271356.83,"$ 144.496,84","$ 0,00","$ 82.128,00","$ 44.731,99","$ 0,00"]
[18336,"Arbol Roble (Siembra+Caja+Tier.) CRDF","UN",273076.96000000002,"$ 144.496,84","$ 0,00","$ 82.128,00","$ 46.452,12","$ 0,00"]
[11240,"Arbol Sangregado (Siembra+Caja+Tier. Abon+Tutor)**","UN",267957.08,"$ 142.243,84","$ 0,00","$ 82.128,00","$ 43.585,24","$ 0,00"]
[11241,"Arbol Sauce (Siembra+Caja+Tier. Abonada+Tutor)**","UN",298479.08,"$ 172.765,84","$ 0,00","$ 82.128,00","$ 43.585,24","$ 0,00"]
[15279,"Arbol SETO CIPRES(Siemb+Caja+Tier. Abon+Tutor)**","UN",251661.08,"$ 125.947,84","$ 0,00","$ 82.128,00","$ 43.585,24","$ 0,00"]
[11247,"Arbol Siete Cueros(Siemb+Caja+Tier. Abon+Tutor)**","UN",290293.08,"$ 164.579,84","$ 0,00","$ 82.128,00","$ 43.585,24","$ 0,00"]
[15267,"Arbol Tibar(Siemb+Caja+Tier. Abon+Tutor)","UN",282207.08,"$ 156.493,84","$ 0,00","$ 82.128,00","$ 43.585,24","$ 0,00"]
[18738,"Arbol Yarumo/Cecropia (Siemb+Caja+Tier.Ab+Tutor)","UN",340526.24,"$ 214.813,00","$ 0,00","$ 82.128,00","$ 43.585,24","$ 0,00"]
[18737,"Arbol Yarumo/Cecropia Telenitida (Siemb+Caja+Tier.","UN",340526.24,"$ 214.813,00","$ 0,00","$ 82.128,00","$ 43.585,24","$ 0,00"]
[11267,"Arbusto Abedul(Siembra+Caja+Tier. Abonada+Tutor)**","UN",255995.24,"$ 130.282,00","$ 0,00","$ 82.128,00","$ 43.585,24","$ 0,00"]
[12315,"Archivador para medios magnéticos (sum. inst.) **","M2",0,"$ 0,00","$ 0,00","$ 0,00","$ 0,00","$ 0,00"]
[12312,"Archivador rodante 3.40x0.90 h=2m (sum. inst.) **","M2",0,"$ 0,00","$ 0,00","$ 0,00","$ 0,00","$ 0,00"]
[12588,"ArcivadorMinittorre2x1+NiveladorCal.22(0.38m)S+I","UN",0,"$ 0,00","$ 0,00","$ 0,00","$ 0,00","$ 0,00"]
[125,"ARCO 0.25 LAD.PRENSADO STA/FE","ML",132208.85999999999,"$ 52.914,10","$ 167,00","$ 79.127,76","$ 0,00","$ 0,00"]
[15966,"ArcoMovilFutbol-8(5x2)Tub.Est.Galv+Malla.ImpN°4","JGO",5283979.29,"$ 5.253.664,00","$ 1.443,59","$ 28.871,70","$ 0,00","$ 0,00"]
[15965,"ArcoMovilMicrofutbol(3x2)Tub.Est.Galv+Malla.ImpN°4","JGO",2916699.19,"$ 2.897.851,00","$ 897,53","$ 17.950,66","$ 0,00","$ 0,00"]
[15506,"ARCOS TUNEL PARA GIMNASIO CANINO (SUM+INSTAL)","UN",275338.78999999998,"$ 114.014,26","$ 6.694,33","$ 130.430,81","$ 24.199,40","$ 0,00"]
[12457,"Arena Blanca Fina FlinPeld Suministro y Extendido","M3",227685.47,"$ 200.806,60","$ 880,65","$ 25.998,23","$ 0,00","$ 0,00"]
[15299,"ARENA BUNKER (Sumin+Instal)e=0.40M+exc+geotextil","M2",98747.58,"$ 52.620,30","$ 19.750,63","$ 5.797,87","$ 20.578,78","$ 0,00"]
[15400,"ARENA BUNKER (Sumin+Instal.)","M3",184430.74,"$ 114.705,45","$ 43.727,07","$ 25.998,23","$ 0,00","$ 0,00"]
[17536,"Arena para 1 filtro Piscinas","UN",956311.93,"$ 6.954,04","$ 253.954,19","$ 695.403,70","$ 0,00","$ 0,00"]
[11370,"ARENA PELDAR (Sumin+Instal.) Para  Playa","M3",268563.74,"$ 198.838,45","$ 43.727,07","$ 25.998,23","$ 0,00","$ 0,00"]
[14723,"ARGOLLA ALUMINIO MALEABLE  (SUM + INST)","UN",8087.25,"$ 479,40","$ 1.488,80","$ 1.102,01","$ 5.017,04","$ 0,00"]
[14880,"ARGOLLA ALUMINIO MALEABLE(DESM+SUM+INST)","UN",13204.84,"$ 479,40","$ 1.684,71","$ 5.020,28","$ 6.020,45","$ 0,00"]
[164,"ARMADURA MADERA Y MALLA","M2",34328.58,"$ 16.212,18","$ 0,00","$ 18.116,40","$ 0,00","$ 0,00"]
[15358,"Armario ParaEquipoMed.+Transf(CTS)B.T.Norma AE-319","UN",5717090.1399999997,"$ 5.154.504,00","$ 86.431,72","$ 476.154,42","$ 0,00","$ 0,00"]
[11935,"Aro Separador Ciclo Ruta SC-01 (Sum+Instal) **","UN",173125.69,"$ 147.683,85","$ 822,94","$ 12.635,30","$ 8.605,11","$ 3.378,49"]
[18314,"Aroma Pelagornium  Sp.Sobre Cubierta Verde","M2",138945.10999999999,"$ 90.851,74","$ 2.393,65","$ 43.013,00","$ 2.686,73","$ 0,00"]
[18313,"Aroma Pelagornium Sp Cubierta Verde","M2",138945.10999999999,"$ 90.851,74","$ 2.393,65","$ 43.013,00","$ 2.686,73","$ 0,00"]
[18344,"Aroma Pelagornium Sp en Jardineras","M2",36608.67,"$ 3.465,79","$ 1.247,62","$ 24.952,48","$ 6.942,78","$ 0,00"]
[18267,"Aroma/Pelagornium Sp Taludes Exteriores","M2",3409.01,"$ 1.107,26","$ 72,87","$ 1.457,46","$ 771,42","$ 0,00"]
[15507,"AROS DE SALTO PARA GIMNASIO CANINO (SUM+INSTAL)","UN",125287.58,"$ 38.706,30","$ 2.958,56","$ 75.670,76","$ 7.951,98","$ 0,00"]
[18446,"ARP ARP INTENC16 NLT 12SPR MVOLT SC SM","UN",59338.97,"$ 6.376,00","$ 1.459,11","$ 48.636,98","$ 2.866,88","$ 0,00"]
[17563,"Arrancador suave bomba 50 Hp - 63A / 440V Piscina","UN",89533.22,"$ 869,25","$ 1.738,51","$ 86.925,46","$ 0,00","$ 0,00"]
[18370,"Arrancador suaveBomba50 HP45A/440V-SUM+INST","UN",73852.899999999994,"$ 717,02","$ 1.434,04","$ 71.701,84","$ 0,00","$ 0,00"]
[12804,"Arreglo de  Graderias para Parque***","ML",25922.17,"$ 7.452,24","$ 748,38","$ 14.967,58","$ 2.753,97","$ 0,00"]
[13368,"ARREGLO PUERTA 4.40 X 1.30 EN TUBO DE 2\" Y PINTURA","UN",906840.15,"$ 475.558,89","$ 83.216,43","$ 307.928,51","$ 40.136,32","$ 0,00"]
[12626,"Arreglo y templada Malla Eslab.h=2.0m(Plat+Pint)","ML",50866.48,"$ 26.739,78","$ 6.713,36","$ 17.413,35","$ 0,00","$ 0,00"]
[10155,"Asador metalico tipo timiza  suministr e instal **","UN",1779167.04,"$ 597.719,83","$ 113.527,80","$ 629.816,34","$ 88.703,87","$ 349.399,19"]
[14716,"ASADORES  (SUM + INST)","UN",679263.98,"$ 612.491,22","$ 2.075,92","$ 35.998,84","$ 28.698,01","$ 0,00"]
[14874,"ASADORES(DESM+SUM+INST)","UN",702202.01,"$ 612.491,22","$ 3.656,85","$ 48.755,30","$ 37.298,65","$ 0,00"]
[18142,"ASCENSOR 2 PARADAS - 9 PASA-675-Kg CRDC","UN",1471811.03,"$ 28.984,03","$ 68.934,39","$ 1.373.892,61","$ 0,00","$ 0,00"]
[11926,"Ascensor 6 paradas/8 personas sin  CEFE COMETAS","UN",144906300,"$ 144.906.300,00","$ 0,00","$ 0,00","$ 0,00","$ 0,00"]
[685,"ASCENSOR 7 PARADAS","UN",0,"$ 0,00","$ 0,00","$ 0,00","$ 0,00","$ 0,00"]
[12239,"Ascensor EdifiDeportivo 1970 x1788 mm POZO 20,6 6P","UN",129186400,"$ 129.186.400,00","$ 0,00","$ 0,00","$ 0,00","$ 0,00"]
[15478,"Asegurar barandas metalicas, incluye tuercas y ele","UN",29991.39,"$ 1.344,00","$ 1.364,16","$ 27.283,23","$ 0,00","$ 0,00"]
[730,"ASEO GENERAL","M2",6668.82,"$ 0,00","$ 37,66","$ 1.882,94","$ 4.748,22","$ 0,00"]
[18659,"ASEO GENERAL CDRC","M2",6744.14,"$ 18,83","$ 94,15","$ 1.882,94","$ 4.748,22","$ 0,00"]
[14703,"ASIENTO EN F. DE V. CON SOPORTE   (SUM + INST)","UN",134854.93,"$ 113.161,29","$ 7.459,68","$ 5.633,32","$ 8.600,64","$ 0,00"]
[14862,"ASIENTO EN F. DE V. CON SOPORTE(DESM+SUM+INST)","UN",147433.93,"$ 113.161,29","$ 12.698,04","$ 12.973,96","$ 8.600,64","$ 0,00"]
[14707,"ASIENTO EN FIBRA DE VIDRIO      (SUM + INST)","UN",115760.64,"$ 88.941,74","$ 12.175,74","$ 4.609,08","$ 10.034,08","$ 0,00"]
[14866,"ASIENTO EN FIBRA DE VIDRIO(DESM+SUM+INST)","UN",127517.19,"$ 88.941,74","$ 20.258,91","$ 8.282,46","$ 10.034,08","$ 0,00"]
[14617,"ASIENTO FIBRA LONA COLUMP (SUM + INST)","UN",107359.28,"$ 79.347,36","$ 5.337,78","$ 15.363,60","$ 7.310,54","$ 0,00"]
[14785,"ASIENTO FIBRA LONA COLUMPIO(DESM+SUM+INST)","UN",118776.7,"$ 79.347,36","$ 6.512,80","$ 25.606,00","$ 7.310,54","$ 0,00"]
[12404,"AsientoFibraLonaColumpio(Sumin)- **","UN",78271,"$ 78.271,00","$ 0,00","$ 0,00","$ 0,00","$ 0,00"]
[14199,"AsientoFibraLonaColumpio(Sumin)-STPM **","UN",78271,"$ 78.271,00","$ 0,00","$ 0,00","$ 0,00","$ 0,00"]
[14300,"Asoleadora Plástica (suministro)","??",0,"$ 0,00","$ 0,00","$ 0,00","$ 0,00","$ 0,00"]
[12472,"Aspersor Metálico Bronce Ø= 1/2\"(Sum+Instal)**","UN",57711.99,"$ 39.724,16","$ 1.332,43","$ 16.655,40","$ 0,00","$ 0,00"]
[12470,"Aspersor Metalico Bronce Ø=1\"(Sum+Instal)\"**","UN",249291.99,"$ 231.304,16","$ 1.332,43","$ 16.655,40","$ 0,00","$ 0,00"]
[12471,"Aspersor Metálico Bronce Ø=3/4\"(Sum+Instal)**","UN",106051.99,"$ 88.064,16","$ 1.332,43","$ 16.655,40","$ 0,00","$ 0,00"]
[12479,"Aspersor Rotor Turbina (Sum+Instal)r=21m**","UN",594981.39,"$ 469.242,00","$ 9.314,03","$ 116.425,36","$ 0,00","$ 0,00"]
[10637,"Aterrizaje varilla cooper well 5/8\"y1.8m(tierra) *","UN",342853.73,"$ 279.115,04","$ 22.075,18","$ 41.663,51","$ 0,00","$ 0,00"]
[10014,"Aterrizaje varilla cooper well 5/8\"y2.4m(tierra) *","UN",419556.06,"$ 328.500,79","$ 31.535,97","$ 59.519,30","$ 0,00","$ 0,00"]
[10621,"Atraque de tuberias **","UN",169048.38,"$ 118.981,37","$ 2.002,00","$ 35.244,81","$ 12.820,20","$ 0,00"]
[40,"ATRAQUE PARA ACCESORIOS GRES 6\" BASE Concr.","UN",47457.36,"$ 20.601,44","$ 0,00","$ 25.448,07","$ 1.407,85","$ 0,00"]
[10830,"atraque triangular en concre contra bordillo **","ML",35330.370000000003,"$ 5.051,11","$ 4.737,66","$ 24.996,74","$ 544,86","$ 0,00"]
[18560,"AutoservicioCaliente a Gas M-758 (180x95x120cm)","UN",6179.6,"$ 65,83","$ 119,88","$ 5.993,89","$ 0,00","$ 0,00"]
[15994,"AVION DE MERCANCIAS - Juego Inf Incluy (Inst)","UN",2420752.08,"$ 1.408.950,45","$ 21.233,34","$ 700.964,94","$ 289.603,08","$ 0,00"]
[12248,"Aviso Señalizac LED 2 caras SD permanent y apagone","UN",139533.73000000001,"$ 73.526,40","$ 0,00","$ 66.007,33","$ 0,00","$ 0,00"]
[16165,"Aviso(50X100cm)TuboCuadr.3/4\";H=1.80PintElect+Bann","UN",98207.4,"$ 14.514,86","$ 541,93","$ 80.168,63","$ 2.981,99","$ 0,00"]
[16031,"AvisoMultidirecc(Tub+veletas)+Dado Ø=30cmH=0.80m","UN",598913.78,"$ 480.431,56","$ 7.637,22","$ 85.043,08","$ 25.801,92","$ 0,00"]
[793,"AYUDANTES ADMON. SIN PRESTACIONES + SUB TRANSP","MES",962530,"$ 0,00","$ 0,00","$ 962.530,00","$ 0,00","$ 0,00"]
[18564,"Azafate de 1/4\" o Fuentes en acero Inoxidable","UN",6179.6,"$ 65,83","$ 119,88","$ 5.993,89","$ 0,00","$ 0,00"]
[13524,"Bajante A.LL. PVC. d=3\" **","ML",30004.84,"$ 22.733,62","$ 346,25","$ 6.924,97","$ 0,00","$ 0,00"]
[13522,"Bajante A.LL. PVC. d=3\" incl. andamio **","ML",32824.519999999997,"$ 22.746,79","$ 1.953,99","$ 8.123,75","$ 0,00","$ 0,00"]
[13525,"Bajante A.LL. PVC. d=4\" **","ML",36787.97,"$ 27.462,64","$ 444,06","$ 8.881,27","$ 0,00","$ 0,00"]
[12123,"Bajante A.LL. PVC. d=4\" incl. andamio **","ML",39607.65,"$ 27.475,81","$ 2.051,80","$ 10.080,05","$ 0,00","$ 0,00"]
[428,"BAJANTE AGUAS LLUVIAS 3\" PVC","ML",27173.35,"$ 13.323,42","$ 0,00","$ 13.849,93","$ 0,00","$ 0,00"]
[429,"BAJANTE AGUAS LLUVIAS 4\" PVC","ML",29368.51,"$ 15.518,58","$ 0,00","$ 13.849,93","$ 0,00","$ 0,00"]
[11193,"Bajante aguas lluvias HG d=3\" bajo placa **","ML",22456.61,"$ 3.877,38","$ 1.645,69","$ 16.933,54","$ 0,00","$ 0,00"]
[430,"BAJANTE AGUAS NEGRAS  3\" PVC","ML",30004.84,"$ 22.733,62","$ 346,25","$ 6.924,97","$ 0,00","$ 0,00"]
[431,"BAJANTE AGUAS NEGRAS  4\" PVC","ML",36787.97,"$ 27.462,64","$ 444,06","$ 8.881,27","$ 0,00","$ 0,00"]
[432,"BAJANTE AGUAS NEGRAS  6\" PVC","ML",74997.789999999994,"$ 61.147,86","$ 0,00","$ 13.849,93","$ 0,00","$ 0,00"]
[15439,"BAJANTE EN TUBO IMC Ø2\"(Inc. curva + Fijaciones)","ML",77531.69,"$ 67.213,70","$ 938,00","$ 9.379,99","$ 0,00","$ 0,00"]
[433,"BAJANTE LATON 12x6 Des=.40","ML",56767.89,"$ 43.126,28","$ 0,00","$ 13.641,61","$ 0,00","$ 0,00"]
[434,"BAJANTE PVC   3\" PVC + ACCESORIO","ML",28072.3,"$ 18.377,39","$ 0,00","$ 9.694,91","$ 0,00","$ 0,00"]
[11421,"Bajante PVC-ALL 6\" (inc. uniones, sumin y pint**","ML",80681.990000000005,"$ 69.082,12","$ 1.054,53","$ 10.545,34","$ 0,00","$ 0,00"]
[10511,"Bajante PVCS 4\" (inc. pintura) **","ML",46106.45,"$ 34.506,58","$ 1.054,53","$ 10.545,34","$ 0,00","$ 0,00"]
[17519,"BAJANTE TUBO CONDUIT EMT 1\"","ML",23368.55,"$ 16.409,99","$ 10,42","$ 6.948,14","$ 0,00","$ 0,00"]
[16698,"BAJANTE TUBO GALV.Ø3/4\"(Inc.Cinta+Hebilla+Cable)","UN",444688.89,"$ 364.985,04","$ 3.795,42","$ 75.908,43","$ 0,00","$ 0,00"]
[16705,"Bajante Tubo Galv.Ø6\" (Inc.curva,unión y terminal)","ML",158.5,"$ 158,50","$ 0,00","$ 0,00","$ 0,00","$ 0,00"]
[15326,"Bala (2X27W) vidrio+Chasis+Bomb Ahorrad (Sum+Inst)","UN",40160.5,"$ 26.688,00","$ 1.812,46","$ 10.943,32","$ 716,72","$ 0,00"]
[816,"BALA ALUMINIO No.10","UN",22703.94,"$ 0,00","$ 1.081,14","$ 21.622,80","$ 0,00","$ 0,00"]
[13171,"BALA DULUX (2X26W) BALAST.ELECTRONICO+BOMB.AHORRAD","UN",13970.5,"$ 498,00","$ 1.812,46","$ 10.943,32","$ 716,72","$ 0,00"]
[12797,"BALA DULUZ 2XE27 SALON DE PERIODISTAS***","UN",20062.75,"$ 0,00","$ 955,37","$ 19.107,38","$ 0,00","$ 0,00"]
[14687,"BALA HALOG.SELLADA 50W-12V BALAST. ELECT.TERM LEDS","ML",130760.88,"$ 42.172,09","$ 1.737,04","$ 86.851,75","$ 0,00","$ 0,00"]
[817,"BALA INCANDECENTE 150W","UN",22055.26,"$ 0,00","$ 432,46","$ 21.622,80","$ 0,00","$ 0,00"]
[12194,"BALA INCANDESCENTE HALÓGENA 35 W 12 V","UN",22147.200000000001,"$ 0,00","$ 434,26","$ 21.712,94","$ 0,00","$ 0,00"]
[19030,"Bala LED 57,8 W 4730 lm  CRDC COMETAS","UN",2478625.2599999998,"$ 2.445.795,30","$ 1.563,33","$ 31.266,63","$ 0,00","$ 0,00"]
[15229,"Bala LED recesada 13.9 W 1093 lm CRDC COMETAS","UN",125031.7,"$ 88.297,43","$ 1.753,82","$ 34.980,46","$ 0,00","$ 0,00"]
[19203,"BALA LED RECESADA 30,9W 1960 lm CEFE COMETAS","UN",165296.32000000001,"$ 128.562,05","$ 1.753,82","$ 34.980,46","$ 0,00","$ 0,00"]
[14427,"Bala LED sobreponer 10 W 1118 lm CRDC COMETAS","UN",180984.95999999999,"$ 148.155,00","$ 1.563,33","$ 31.266,63","$ 0,00","$ 0,00"]
[19028,"Bala LED sobreponer 24 W 1560 lm CRDC COMETAS","UN",116770.97,"$ 83.941,01","$ 1.563,33","$ 31.266,63","$ 0,00","$ 0,00"]
[14425,"Bala LED sobreponer 4.7 W 185 lm CRDC COMETAS","UN",206130.85,"$ 173.300,89","$ 1.563,33","$ 31.266,63","$ 0,00","$ 0,00"]
[11415,"Bala LED-15W-1.100Lm(4.000K) Sum+ Instalac","UN",161274.16,"$ 115.677,00","$ 2.171,29","$ 43.425,87","$ 0,00","$ 0,00"]
[13139,"BALA METALAR CIRCULAR 150W **","UN",137048.43,"$ 69.889,19","$ 1.190,22","$ 39.673,88","$ 0,00","$ 26.295,14"]
[11802,"BALA PERFORMA 2X26 W CO1016B O SUPERIOR","UN",22488.52,"$ 0,00","$ 1.070,88","$ 21.417,64","$ 0,00","$ 0,00"]
[15325,"Bala(1x27W)  vidrio+ bomb Ahorrad Rosca (Sum+inst)","UN",40160.5,"$ 26.688,00","$ 1.812,46","$ 10.943,32","$ 716,72","$ 0,00"]
[18612,"BALANCEO Y PRUEBAS DE CAUDALES DE AIRE (EdificCultural)TUBO PITOT Y/O LECTOR DIRECTO.CefeCometas    ","GL",2934510.37,"$ 577.546,00","$ 214.269,48","$ 2.142.694,89","$ 0,00","$ 0,00"]
[19344,"BALANCEO-PRUEBAS CAUDALES AIRE E.DEPORTIVO CEFE  COMETAS","GL",3101164.43,"$ 601.353,72","$ 119.038,61","$ 2.380.772,10","$ 0,00","$ 0,00"]
[15217,"Balancin Cintura Twister Triple","UN",0,"$ 0,00","$ 0,00","$ 0,00","$ 0,00","$ 0,00"]
[14714,"BALANCIN EN MADERA  (SUM + INST)","UN",1159445.3700000001,"$ 1.070.760,74","$ 2.721,38","$ 54.427,57","$ 31.535,68","$ 0,00"]
[14873,"BALANCIN EN MADERA(DESM+SUM+INST)","UN",1290867.93,"$ 1.070.760,74","$ 7.114,90","$ 98.362,76","$ 114.629,53","$ 0,00"]
[16050,"Balancin Tubo Galv.2\"x2.00m/2.00m- (Desmonte)**","UN",29024.240000000002,"$ 0,00","$ 6.015,45","$ 8.674,39","$ 14.334,40","$ 0,00"]
[14697,"BALANCIN TUBO GALVANIZADO 2\" X 2.00 (SUM + INST)","UN",1086548.71,"$ 977.160,82","$ 2.667,20","$ 53.343,93","$ 53.376,75","$ 0,00"]
[14858,"BALANCIN TUBO GALVANIZADO 2\" X 2.00(DESM+SUM+INST)","UN",1115572.95,"$ 977.160,82","$ 8.682,65","$ 62.018,32","$ 67.711,15","$ 0,00"]
[14698,"BALANCIN TUBO GALVANIZADO 2\" X 2.5  (SUM + INST )","UN",1358620.71,"$ 1.249.232,82","$ 2.667,20","$ 53.343,93","$ 53.376,75","$ 0,00"]
[14859,"BALANCIN TUBO GALVANIZADO 2\" X 2.5(DESM+SUM+INST)","UN",1387644.95,"$ 1.249.232,82","$ 8.682,65","$ 62.018,32","$ 67.711,15","$ 0,00"]
[13063,"Balasto electrónico 2x26 120V **","UN",34682.07,"$ 31.208,00","$ 0,00","$ 3.474,07","$ 0,00","$ 0,00"]
[12289,"BALDOSA MALLA CERÁMICA 30x30 NEGRO **","M2",33334.21,"$ 6.658,48","$ 0,00","$ 26.675,74","$ 0,00","$ 0,00"]
[19359,"BaldosaFlexExt.Lisa(0.50x0.50m-1.7cm)SBR+EPDM-S+In","M2",339550.99,"$ 339.550,99","$ 0,00","$ 0,00","$ 0,00","$ 0,00"]
[18579,"BaldosaMicrogranoPerla .3x.3(NL)-C traf comer CDRC","M2",34418.080000000002,"$ 7.424,35","$ 1.285,42","$ 25.708,31","$ 0,00","$ 0,00"]
[14298,"Banca  M-40 (Suministro)","UN",112497,"$ 112.497,00","$ 0,00","$ 0,00","$ 0,00","$ 0,00"]
[18716,"Banca Anclada A Muro para Vestieres (72x40cm) CDRC","UN",136422.49,"$ 131.518,92","$ 239,89","$ 4.663,68","$ 0,00","$ 0,00"]
[17369,"Banca Circular Pref Tepyl Konkretus o sim D=0.47","UN",1240699.1200000001,"$ 1.210.352,29","$ 1.362,19","$ 25.327,73","$ 3.656,91","$ 0,00"]
[17368,"Banca Circular Pref Tepyl Konkretus o sim D=0.87","UN",2117696.2799999998,"$ 2.081.286,00","$ 1.579,81","$ 27.934,30","$ 6.896,18","$ 0,00"]
[17367,"Banca Circular Pref Tepyl Konkretus o sim D=1.22","UN",2974682.56,"$ 2.929.995,21","$ 1.876,91","$ 31.491,91","$ 11.318,55","$ 0,00"]
[17020,"Banca concreto 21 MPA. LS A: 0.40 M. - E: 0.10 M.","ML",166747.35,"$ 126.258,16","$ 2.087,56","$ 35.111,11","$ 3.290,52","$ 0,00"]
[17012,"Banca concreto gris 21 MPA L: 3.50 M. L.S A: 0.79","UN",582492.14,"$ 455.319,35","$ 6.388,42","$ 108.787,04","$ 11.997,33","$ 0,00"]
[17016,"Banca concreto gris 21 MPA L: 7.70 M LS A: 0.79 M","UN",1208427.95,"$ 952.297,64","$ 12.195,59","$ 219.039,08","$ 24.895,63","$ 0,00"]
[18706,"Banca Concreto Visto Fundida en sitio Anclada a Muro CDRC a=0.45m","ML",398022.34,"$ 340.547,79","$ 2.965,23","$ 54.509,32","$ 0,00","$ 0,00"]
[16735,"Banca Corrida Concreto(3.000psi- sitio(S/Dise Arqu","UN",254519.31,"$ 135.595,15","$ 10.382,70","$ 102.414,83","$ 6.126,63","$ 0,00"]
[15849,"BANCA DE AJEDREZ EN CONCRETO - Tabora -Construccio","UN",746416.71,"$ 177.343,80","$ 165.128,60","$ 337.832,47","$ 66.111,84","$ 0,00"]
[14657,"BANCA EN MADERA M - 50 (SUM + INST)","UN",714712.83,"$ 633.815,08","$ 23.564,52","$ 33.251,44","$ 24.081,79","$ 0,00"]
[12981,"Banca en madera M-50 (desmonte) STPM **","UN",35907.83,"$ 0,00","$ 3.479,14","$ 28.988,43","$ 3.440,26","$ 0,00"]
[12982,"Banca en madera M-50 (instalación) STPM **","UN",107664.83,"$ 26.767,08","$ 23.564,52","$ 33.251,44","$ 24.081,79","$ 0,00"]
[12953,"Banca en madera M-50 (suministro) STPM **","UN",607048,"$ 607.048,00","$ 0,00","$ 0,00","$ 0,00","$ 0,00"]
[14825,"BANCA EN MADERA M-50(DESM+SUM+INST)","UN",750620.66,"$ 633.815,08","$ 27.043,66","$ 62.239,87","$ 27.522,05","$ 0,00"]
[16559,"BANCA EN PERFIL TUBULAR LAMINA MICRO(SUM+INST)","ML",202310.74,"$ 98.814,61","$ 0,00","$ 103.496,13","$ 0,00","$ 0,00"]
[18590,"Banca Exteri List Mad sobre mamp acab Tarimex CDRC","ML",59395.72,"$ 18.684,23","$ 1.938,65","$ 38.772,86","$ 0,00","$ 0,00"]
[19340,"Banca individual redonda en concreto 0,45m COMETAS","UN",179096.91,"$ 65.335,18","$ 43.906,51","$ 69.855,22","$ 0,00","$ 0,00"]
[18127,"Banca L concreto visto color ocre 21 MPA 0.59 M-24","ML",183338.38,"$ 149.899,87","$ 1.920,42","$ 31.518,09","$ 0,00","$ 0,00"]
[18151,"Banca L concreto visto color ocre 21 MPA 0.59 M-31","ML",199739.11,"$ 166.025,11","$ 1.945,47","$ 31.768,53","$ 0,00","$ 0,00"]
[15488,"Banca LockerMadera Zapán+Estructura Met (Sum+Inst)","ML",0,"$ 0,00","$ 0,00","$ 0,00","$ 0,00","$ 0,00"]
[14656,"BANCA M - 31 (SUM + INST)","UN",397014.9,"$ 308.408,69","$ 3.094,07","$ 61.881,37","$ 23.630,77","$ 0,00"]
[12978,"Banca M-31 (desmonte) STPM **","UN",43947.35,"$ 0,00","$ 1.492,05","$ 29.841,03","$ 12.614,27","$ 0,00"]
[12979,"Banca M-31 (instalación) STPM **","UN",113794.9,"$ 25.188,69","$ 3.094,07","$ 61.881,37","$ 23.630,77","$ 0,00"]
[12980,"Banca M-31 (suministro) STPM **","UN",283220,"$ 283.220,00","$ 0,00","$ 0,00","$ 0,00","$ 0,00"]
[14824,"BANCA M-31(DESM+SUM+INST)","UN",440962.25,"$ 308.408,69","$ 4.586,12","$ 91.722,40","$ 36.245,04","$ 0,00"]
[14732,"BANCA M-40  (SUM + INST)","UN",186759.4,"$ 142.643,34","$ 1.844,26","$ 31.448,23","$ 10.823,57","$ 0,00"]
[15382,"BANCA M-40 (DESM+SUM+INST)","UN",218238.95,"$ 145.392,00","$ 2.965,15","$ 53.865,98","$ 16.015,82","$ 0,00"]
[13917,"Banca M-40 (desmonte)","UN",31479.55,"$ 2.748,66","$ 1.120,89","$ 22.417,75","$ 5.192,25","$ 0,00"]
[14888,"BANCA M-40(DESM+SUM+INST)","UN",218238.95,"$ 145.392,00","$ 2.965,15","$ 53.865,98","$ 16.015,82","$ 0,00"]
[10917,"Banca Madera M-50  sumin+instala sobre ZD existe**","UN",790785.77,"$ 687.022,13","$ 2.106,66","$ 77.443,42","$ 24.213,55","$ 0,00"]
[10892,"Banca Madera M-50  sumin+instala Z.dura**","UN",689063.2,"$ 620.037,69","$ 1.276,97","$ 42.587,72","$ 25.160,82","$ 0,00"]
[11830,"Banca Matera Concreto InSitu S/Diseño BMX2aEtapa","M2",77359.62,"$ 105,33","$ 7.372,77","$ 69.881,51","$ 0,00","$ 0,00"]
[11124,"Banca prefab M-30 con espald sumin+instala Z.V**","UN",853882.36,"$ 724.357,54","$ 9.173,29","$ 99.749,00","$ 20.602,53","$ 0,00"]
[11126,"Banca prefab M-30 con espald sumin+instala Z.V**","UN",853882.36,"$ 724.357,54","$ 9.173,29","$ 99.749,00","$ 20.602,53","$ 0,00"]
[10248,"Banca prefab M-30 con espald+Rellenos(sum+inst)ZV","UN",1096034.5,"$ 817.666,27","$ 13.451,04","$ 118.540,52","$ 146.376,70","$ 0,00"]
[10427,"Banca prefab M-30 conEspald sumin+instala Z.dura**","UN",638788.55000000005,"$ 577.749,34","$ 2.635,85","$ 48.889,11","$ 9.514,25","$ 0,00"]
[10086,"Banca prefab M-31 sinEspald sumin e instala Z.V.**","UN",820654.79,"$ 525.819,35","$ 16.213,64","$ 126.376,33","$ 152.245,50","$ 0,00"]
[10313,"Banca prefab M-31 sinEspald sumin+instala Z.dura**","UN",365844.07,"$ 310.319,61","$ 2.378,22","$ 43.541,78","$ 9.604,47","$ 0,00"]
[10271,"Banca prefab M-40 (Inc. Base+ Subb )sumin+inst","UN",208702.98,"$ 146.587,45","$ 2.786,28","$ 41.474,63","$ 17.854,61","$ 0,00"]
[13916,"Banca prefab M-40(Sin Estruct.de Relleno)Instalaci","UN",74262.399999999994,"$ 30.146,34","$ 1.844,26","$ 31.448,23","$ 10.823,57","$ 0,00"]
[13915,"Banca prefab M-40(Sin Estruct.de Relleno)sum+inst.","UN",144949.1,"$ 116.235,62","$ 582,09","$ 24.946,48","$ 3.184,92","$ 0,00"]
[15417,"Banca prefab M-41(Sin Estruct.de Relleno)sum+inst.","UN",32452.1,"$ 3.738,62","$ 582,09","$ 24.946,48","$ 3.184,92","$ 0,00"]
[11125,"Banca prefab MB-10 sinEspald sumin e instala Z.V.*","UN",641234.82999999996,"$ 517.161,14","$ 9.062,16","$ 94.594,18","$ 20.417,35","$ 0,00"]
[18695,"Banca Superf Liston Madera Choiba Apoyo Concr CDRC","UN",772496.33,"$ 616.614,74","$ 7.651,28","$ 148.230,31","$ 0,00","$ 0,00"]
[17366,"Banca Trapezo prefab DobbeltKonkretus o similar","UN",1866544.98,"$ 1.827.905,71","$ 813,27","$ 29.269,48","$ 8.556,53","$ 0,00"]
[19333,"BancaConcVistaFund.SitioAncladaMuroCDRC(a=0.36m)","ML",148919.85,"$ 39.947,53","$ 36.839,42","$ 72.132,90","$ 0,00","$ 0,00"]
[11831,"BancaCorridaMateraConcre1:2:3EnSitio(S/DiseñBMX2Et","ML",327077.53000000003,"$ 220.716,36","$ 14.047,44","$ 82.111,91","$ 10.201,81","$ 0,00"]
[18228,"BancaEnPlatinasTubularLamMetalA:0.56mH:0.58mS/Espe","ML",64501.48,"$ 20.848,58","$ 3.620,38","$ 40.032,52","$ 0,00","$ 0,00"]
[19309,"BancaIndividualRedondaConc.3.000Psi(Ø=0.36m)Cometa","UN",152974.17000000001,"$ 40.025,50","$ 37.099,56","$ 75.849,11","$ 0,00","$ 0,00"]
[18232,"BancaPlatinasTubularLamMetalM04A:0.5mH:0.58mS/Espe","ML",106952.08,"$ 63.299,18","$ 3.620,38","$ 40.032,52","$ 0,00","$ 0,00"]
[18233,"BancaPlatinasTubularLamMetalM05A:0.35mH:0.58mS/Esp","ML",57659.88,"$ 14.006,98","$ 3.620,38","$ 40.032,52","$ 0,00","$ 0,00"]
[18241,"BancaPlatinaTubularLamMetalM30, A:1.00mH:0.4mS/Esp","ML",1175371.21,"$ 1.131.718,31","$ 3.620,38","$ 40.032,52","$ 0,00","$ 0,00"]
[18245,"BancaPlatinaTubularLamMetalM32,A:0.52mH:0.41mS/Esp","ML",74254.83,"$ 28.598,84","$ 3.676,96","$ 41.164,23","$ 814,79","$ 0,00"]
[18238,"BancaPlatinTubulLamMetalM16M17, A:0.5mH:0.4mS/Espe","ML",612871.21,"$ 569.218,31","$ 3.620,38","$ 40.032,52","$ 0,00","$ 0,00"]
[17003,"Bancas concreto 21 MPA L: 2.80m LS A: 0.39m E: 0.1","UN",340856.96,"$ 229.910,45","$ 5.769,62","$ 99.126,00","$ 6.050,89","$ 0,00"]
[17026,"BANCAS EN TERRAZA CONCRETO VISTO COLOR GRIS CLARO","ML",142930.26,"$ 103.561,20","$ 2.044,77","$ 34.443,78","$ 2.880,51","$ 0,00"]
[18953,"BANCO CONDENSADORES 115kVAR CEFECOMETAS","UN",13874865.57,"$ 13.144.028,22","$ 34.824,62","$ 696.012,74","$ 0,00","$ 0,00"]
[17483,"BANCO DE CONDENSADORES","UN",11721666.91,"$ 10.493.583,24","$ 12.159,24","$ 1.215.924,43","$ 0,00","$ 0,00"]
[18544,"BANCO DE DUCTOS SUBTERRANEO PVC-DB 4X6\"","UN",136645.32999999999,"$ 115.175,15","$ 1.173,80","$ 15.650,68","$ 4.645,70","$ 0,00"]
[18575,"BANCO DUCTO SUBTERRANEO PVC-TDP 2X2\"","UN",54164.53,"$ 32.694,35","$ 1.173,80","$ 15.650,68","$ 4.645,70","$ 0,00"]
[18576,"BANCO DUCTO SUBTERRANEO PVC-TDP 2X4\"","UN",86188.08,"$ 59.586,71","$ 1.207,67","$ 16.102,31","$ 9.291,39","$ 0,00"]
[18587,"BANCO DUCTO SUBTERRANEO PVC-TDP 3X3\"","UN",97046.71,"$ 70.445,34","$ 1.207,67","$ 16.102,31","$ 9.291,39","$ 0,00"]
[18578,"BANCO DUCTO SUBTERRANEO PVC-TDP 4X4\"","UN",133497.25,"$ 106.895,88","$ 1.207,67","$ 16.102,31","$ 9.291,39","$ 0,00"]
[18581,"BANCO DUCTO SUBTERRANEO PVC-TDP 6X4\"","UN",168528.87,"$ 141.927,50","$ 1.207,67","$ 16.102,31","$ 9.291,39","$ 0,00"]
[18583,"BANCO DUCTO SUBTERRANEO PVC-TDP 8X4\"","UN",215838.03,"$ 189.236,66","$ 1.207,67","$ 16.102,31","$ 9.291,39","$ 0,00"]
[11671,"Bandeja Fibra Optica 12 Ptos LC.","UN",158889.49,"$ 0,00","$ 15.653,11","$ 136.114,05","$ 7.122,33","$ 0,00"]
[17676,"BANDEJA FIBRA OPTICA, CONECTORES 6 PUERTOS","UN",137046.84,"$ 1.354,89","$ 203,23","$ 135.488,72","$ 0,00","$ 0,00"]
[16275,"BANDEJA PARA RACK DE 35CM (Suminist+Instal)","UN",9119.43,"$ 0,00","$ 434,26","$ 8.685,17","$ 0,00","$ 0,00"]
[12623,"BANDEJA PORTACABLE 15X50 CAL.18","ML",160720.49,"$ 138.208,52","$ 1.667,55","$ 20.844,42","$ 0,00","$ 0,00"]
[12708,"BANDEJA PORTACABLE 20X5 CAL.18","ML",155695.20000000001,"$ 133.808,56","$ 1.042,22","$ 20.844,42","$ 0,00","$ 0,00"]
[18543,"BANDEJA PORTACABLE PERFORADA (600MMX150MM)","UN",40927.58,"$ 0,00","$ 2.531,29","$ 33.750,59","$ 4.645,70","$ 0,00"]
[17033,"Bandeja portacables metálica tipo malla de 30 x 5.","UN",123575.75,"$ 96.738,56","$ 781,67","$ 26.055,52","$ 0,00","$ 0,00"]
[475,"BANDEJA TIPO ESCALERA  30X30","ML",169225.52,"$ 146.505,10","$ 1.876,00","$ 20.844,42","$ 0,00","$ 0,00"]
[10046,"Bandeja tipo escalera 0.6*0.1 lamina galvanizada","ML",147156.32,"$ 131.327,76","$ 1.306,95","$ 14.521,61","$ 0,00","$ 0,00"]
[17522,"BANDEJA TIPO MALLA DE 20 CM GALVANIZADA","ML",31626.2,"$ 312,67","$ 46,90","$ 31.266,63","$ 0,00","$ 0,00"]
[17523,"BANDEJA TIPO MALLA DE 40 CM GALVANIZADA","ML",31626.2,"$ 312,67","$ 46,90","$ 31.266,63","$ 0,00","$ 0,00"]
[13859,"BANDERA FIFA (1.50mx2.25m) ESTADIO EL CAMPIN **","UN",3490377.99,"$ 1.405.687,63","$ 401.465,69","$ 551.743,70","$ 332.375,40","$ 799.105,57"]
[13857,"BANDERA FIFA (2.01mx3.01m) ESTADIO EL CAMPIN **","UN",3896564.07,"$ 1.577.311,93","$ 444.124,28","$ 651.057,57","$ 332.375,40","$ 891.694,89"]
[13856,"BANDERA FIFA (3.00mx4.50m) ESTADIO EL CAMPIN **","UN",5176964.0999999996,"$ 2.311.876,76","$ 519.961,78","$ 827.615,55","$ 332.375,40","$ 1.185.134,61"]
[16037,"BANDERIN INFORMATIVO (100X300CM) (Sum+Instal)","UN",139568.19,"$ 10.710,00","$ 18.833,96","$ 45.923,26","$ 64.100,97","$ 0,00"]
[12436,"Banderines  Estaca+banderin Futbol(Sum+Inst)**","JGO",480505.87,"$ 454.278,00","$ 514,27","$ 25.713,60","$ 0,00","$ 0,00"]
[19215,"BAÑADOR PISO LED 44.6W 2222 lm CEFE COMETAS","UN",374521.5,"$ 351.594,65","$ 1.094,04","$ 21.832,82","$ 0,00","$ 0,00"]
[13521,"BAÑO PORTATIL Alquiler (INC.TRANSP+8ASEOS)","MES",398250.01,"$ 0,00","$ 398.250,01","$ 0,00","$ 0,00","$ 0,00"]
[1037,"BAÑO PROV OBRA  4m2(SANITARIO) USAR CIO-I-101048","UN",3374915.03,"$ 2.431.799,80","$ 6,29","$ 938.123,31","$ 4.985,63","$ 0,00"]
[1036,"BAÑO PROVISIONAL EN OBRA  4m2  USAR CIO-I-101048","UN",2558812.9700000002,"$ 2.196.132,05","$ 0,00","$ 357.790,25","$ 4.890,67","$ 0,00"]
[10634,"Baranda Acero Inoxidable (Patinódromo) **","ML",252515.85,"$ 226.110,94","$ 87,44","$ 3.369,43","$ 0,00","$ 22.948,04"]
[15048,"BARANDA BAÑOSMINUSVALIDOS ACERO INOX  (SUM+INST)","ML",222872.6,"$ 219.237,00","$ 173,12","$ 3.462,48","$ 0,00","$ 0,00"]
[14811,"BARANDA CERRAMIENTO M-83 ES(DESM+SUM+INST)","ML",360828.4,"$ 290.182,53","$ 14.800,85","$ 26.762,17","$ 29.082,85","$ 0,00"]
[14642,"BARANDA CERRAMIENTOS M-83  (SUM + INST)","ML",349080.74,"$ 290.182,53","$ 11.863,75","$ 21.987,60","$ 25.046,86","$ 0,00"]
[13359,"Baranda Curva de Deslizamiento (Tub.Acero 11/2\")","ML",236276.77,"$ 198.868,00","$ 733,51","$ 36.675,26","$ 0,00","$ 0,00"]
[12904,"Baranda de Deslizamiento (Tub.Acero Negra 2\")***","ML",238641.6,"$ 198.868,00","$ 0,00","$ 0,00","$ 0,00","$ 39.773,60"]
[11433,"Baranda de Deslizamiento Virgilio B **","UN",63625.2,"$ 53.021,00","$ 0,00","$ 0,00","$ 0,00","$ 10.604,20"]
[10877,"Baranda de Deslizamiento***","ML",238641.6,"$ 198.868,00","$ 0,00","$ 0,00","$ 0,00","$ 39.773,60"]
[14644,"BARANDA DISCAPACITADOS (SUM + INST)","ML",241909.28,"$ 219.237,00","$ 3.770,89","$ 14.153,17","$ 4.748,22","$ 0,00"]
[14813,"BARANDA DISCAPACITADOS(DESM+SUM+INST)","ML",257951.11,"$ 219.237,00","$ 6.354,80","$ 25.236,98","$ 7.122,33","$ 0,00"]
[15385,"BARANDA DISCAPACITADOS.(DESM+SUM+INST)","ML",0,"$ 0,00","$ 0,00","$ 0,00","$ 0,00","$ 0,00"]
[14735,"BARANDA EXISTENTE DISCAPACITADOS (SUM + INST)","ML",412086.39,"$ 229.317,94","$ 50.049,91","$ 30.107,96","$ 23.741,10","$ 78.869,48"]
[14891,"BARANDA EXISTENTE DISCAPACITADOS(DESM+SUM+INST)","ML",428128.22,"$ 229.317,94","$ 52.633,82","$ 41.191,77","$ 26.115,21","$ 78.869,48"]
[15046,"Baranda H=0.58mTub.2\"Estr.Galv y Tubo 1x1\"CR","ML",180707.48,"$ 64.547,71","$ 15.442,41","$ 95.969,14","$ 4.748,22","$ 0,00"]
[13182,"Baranda H=1.00mTub.11/2\"A.N.y Platina 21/2x3/16\"","ML",273158.84000000003,"$ 71.667,96","$ 17.218,63","$ 179.524,03","$ 4.748,22","$ 0,00"]
[10292,"Baranda juegos infant M-80 sin viga +Dado(Sum+Inst","ML",324432.84999999998,"$ 255.227,38","$ 23.107,67","$ 41.219,00","$ 4.878,80","$ 0,00"]
[13959,"Baranda juegos infant M-80 sin viga+Anclaj(Sum+Ins","ML",296088.26,"$ 243.084,00","$ 17.857,08","$ 35.147,18","$ 0,00","$ 0,00"]
[10203,"Baranda juegos infantiles M-80 con viga (sum+inst)","ML",370510.86,"$ 300.543,60","$ 4.102,30","$ 56.325,78","$ 9.539,18","$ 0,00"]
[12427,"Baranda juegos infantiles M-80 sin viga(Suminist)*","ML",243084,"$ 243.084,00","$ 0,00","$ 0,00","$ 0,00","$ 0,00"]
[11542,"Baranda juegos infantiles M-81(2 Travesaños-2\")sin viga-Incluye Excavac.+Dado  concreto(Sum+Inst)","ML",283949.15999999997,"$ 268.368,37","$ 400,14","$ 14.870,69","$ 309,96","$ 0,00"]
[11540,"Baranda juegos infantilesM-81(Pas3\"+2Trav-2\")+Viga","ML",495710.42,"$ 350.558,59","$ 7.654,53","$ 130.093,17","$ 7.404,14","$ 0,00"]
[13976,"Baranda m-80TubGal.21/2\"Paral11/2\"Tub.Infer11/2\"","ML",362804.3,"$ 217.297,94","$ 27.841,80","$ 15.053,98","$ 23.741,10","$ 78.869,48"]
[16085,"Baranda M-82(Pasam2\"+ Traves-2\"+3Trraves1.5\")CMU.","ML",254031.35999999999,"$ 212.212,90","$ 1.496,62","$ 39.099,12","$ 1.222,71","$ 0,00"]
[10598,"Baranda madera polipropileno (2 Travesaños-2\") sin viga-Incl Excav.+Dado concreto - Pico del Águila","ML",994751.08,"$ 892.267,17","$ 1.260,56","$ 100.913,39","$ 309,96","$ 0,00"]
[13467,"BARANDA MADERA ROLLIZ(S/DIS.MONSERR)2.000MSIN DADO","ML",57410.37,"$ 26.607,35","$ 3.957,89","$ 26.845,14","$ 0,00","$ 0,00"]
[14436,"BARANDA MADERA ROLLIZ(S/DISEÑ.MONSERR)CON DADO","ML",96855.26,"$ 27.916,79","$ 8.069,68","$ 60.669,72","$ 199,07","$ 0,00"]
[13469,"BARANDA MADERA ROLLIZ(S/DISEÑ.MONSERR)SIN DADO","ML",103274.34,"$ 27.090,37","$ 8.820,13","$ 67.363,84","$ 0,00","$ 0,00"]
[20633,"BARANDA MADERA ROLLIZA (S/DISEÑO MONSERRATE) SIN DADO","ML",111189.01,"$ 35.005,04","$ 8.820,13","$ 67.363,84","$ 0,00","$ 0,00"]
[10599,"Baranda madera rolliza mantenimiento - Pico del Aguila","ML",15583.88,"$ 5.454,97","$ 2.075,37","$ 8.053,54","$ 0,00","$ 0,00"]
[15372,"Baranda PasamTub.4\" y 21/2\" estructural Parkour\"","UN",1920839.94,"$ 873.427,16","$ 217.439,10","$ 225.367,70","$ 27.420,97","$ 577.185,03"]
[13031,"Baranda Patinodromo+Viga Conc.(Tub. Galvanizada)","ML",396598.34,"$ 312.163,40","$ 7.956,94","$ 33.275,80","$ 7.404,14","$ 35.798,07"]
[15061,"Baranda Tubo 2\" Estructural Galvanizado","ML",98632.82,"$ 48.852,86","$ 6.411,00","$ 41.398,45","$ 1.970,51","$ 0,00"]
[15063,"Baranda Tubo 2\" Estructural Galvanizado  Gim Tunal","ML",204978.15,"$ 149.525,55","$ 3.490,05","$ 49.113,62","$ 2.848,93","$ 0,00"]
[14625,"BARANDAS CERRAMIENTO M - 80 (SUM + INST)","ML",306828.31,"$ 245.810,77","$ 22.640,10","$ 34.104,04","$ 4.273,40","$ 0,00"]
[14793,"BARANDAS CERRAMIENTO M-80(DESM+SUM+INST)","ML",322674.28999999998,"$ 245.810,77","$ 24.844,47","$ 47.745,65","$ 4.273,40","$ 0,00"]
[18541,"BarandaVidrioypasamanosAceroEscalerasyGraderíaCDRC","ML",246592.54,"$ 41.191,92","$ 17.532,04","$ 183.120,36","$ 4.748,22","$ 0,00"]
[623,"BARNIZ SOBRE MADERA","M2",9819.32,"$ 5.728,52","$ 0,00","$ 4.090,80","$ 0,00","$ 0,00"]
[18943,"Barra Antipanico Schlage Ref Von Durpin 98/99 Crom","UN",12886.02,"$ 0,00","$ 613,62","$ 12.272,40","$ 0,00","$ 0,00"]
[18654,"BARRA DE DISCAPACITADOS A PISO Ref. 219059 SOCODA","UN",245067.51999999999,"$ 216.883,88","$ 1.353,50","$ 26.830,14","$ 0,00","$ 0,00"]
[16608,"Barra de Giro travezaño L=1.47m; Ø=11/4\" e=2.5mm","UN",74640.990000000005,"$ 12.752,00","$ 5.184,61","$ 48.103,74","$ 8.600,64","$ 0,00"]
[14052,"Barra de Seguridad 12\"acero inoxid Satin.Import","UN",30839.200000000001,"$ 0,00","$ 1.311,54","$ 26.230,75","$ 3.296,91","$ 0,00"]
[18655,"BARRA DE SEGURIDAD HORIZONTAL EN L","UN",28458.52,"$ 274,88","$ 1.353,50","$ 26.830,14","$ 0,00","$ 0,00"]
[14051,"Barra de Seguridad pared a piso acero inoxid impor","UN",244413.6,"$ 216.871,31","$ 1.311,54","$ 26.230,75","$ 0,00","$ 0,00"]
[17360,"BARRA DE SEGURIDAD PLEGABLE PARA BAÑOS PMR EN ACER","UN",83234.13,"$ 791,63","$ 3.937,25","$ 78.505,25","$ 0,00","$ 0,00"]
[16601,"Barra Para Pasamanos AnguladoTuboØ1\"e=2.5mmL=1.47m","UN",77684.62,"$ 7.562,00","$ 24.689,62","$ 36.832,36","$ 8.600,64","$ 0,00"]
[15049,"Barra Seg. pared a piso+Barra 18\" A.I.","UN",244361.97,"$ 216.609,00","$ 1.317,47","$ 26.349,49","$ 86,01","$ 0,00"]
[14534,"Barra Seg. pared a piso+Barra 18\" A.I. Col Gim Sur","UN",243571.49,"$ 216.609,00","$ 526,99","$ 26.349,49","$ 86,01","$ 0,00"]
[14465,"Barra Seguridad 36\" Acero Inox Sat - Coli Gim Sur","UN",13077.78,"$ 0,00","$ 242,37","$ 12.118,69","$ 716,72","$ 0,00"]
[12252,"BarradeSegur.18\"Acer Sobrep.Pared tornillos(Sum+","UN",83234.13,"$ 791,63","$ 3.937,25","$ 78.505,25","$ 0,00","$ 0,00"]
[16514,"BarradeSegur.Discapac.Acero.Abatible Sanit.sinTanq","UN",72712.14,"$ 0,00","$ 3.462,48","$ 69.249,66","$ 0,00","$ 0,00"]
[12250,"BarradeSegur.Discapac.Acero.Sanit.sinTanq(Sum+Inst","UN",320388.14,"$ 247.676,00","$ 3.462,48","$ 69.249,66","$ 0,00","$ 0,00"]
[12251,"BarradeSegur.Pared a PisoAcero tornillos(Sum+Inst)","UN",302305.44,"$ 216.609,00","$ 7.790,58","$ 77.905,86","$ 0,00","$ 0,00"]
[11873,"Barraje BT preformado 500 A 6x1/2 para caja CS 275","UN",233609.87,"$ 190.184,00","$ 0,00","$ 43.425,87","$ 0,00","$ 0,00"]
[14361,"BARRAS ADULTOS/MAYORES-DISEÑ-IDRD(suminist)","UN",1891853,"$ 1.891.853,00","$ 0,00","$ 0,00","$ 0,00","$ 0,00"]
[14624,"BARRAS DE GIRO TRAVEZAÑO (SUM + INST)","UN",195249.79,"$ 175.665,90","$ 3.096,47","$ 15.053,98","$ 1.433,44","$ 0,00"]
[14792,"BARRAS DE GIRO TRAVEZAÑO(DESM+SUM+INST)","UN",207197.33,"$ 175.665,90","$ 5.633,62","$ 23.747,65","$ 2.150,16","$ 0,00"]
[12425,"Barras de Giro Travezaño(Suministro)-STPM**","UN",173274,"$ 173.274,00","$ 0,00","$ 0,00","$ 0,00","$ 0,00"]
[14623,"BARRAS RODADERO (SUM + INST)","UN",267133.98,"$ 236.319,20","$ 5.178,83","$ 24.489,20","$ 1.146,75","$ 0,00"]
[14791,"BARRAS RODADERO(DESM+SUM+INST)","UN",284050.03999999998,"$ 236.319,20","$ 8.121,92","$ 37.315,42","$ 2.293,50","$ 0,00"]
[12422,"Barras Rodadero(Suministro)-STPM**","UN",228440,"$ 228.440,00","$ 0,00","$ 0,00","$ 0,00","$ 0,00"]
[13060,"Barrera Autollenable(o Maletín) para Contenc.Arena","UN",72867.350000000006,"$ 35.636,25","$ 2.437,25","$ 21.513,07","$ 13.280,78","$ 0,00"]
[10419,"Barrera Cicloruta A-130 prefab. h=0.40m  **","UN",34738.07,"$ 6.967,63","$ 1.360,80","$ 17.799,03","$ 8.610,61","$ 0,00"]
[10420,"Barrera Cicloruta A-140 prefab. h=0.40m  **","UN",34708.69,"$ 6.940,91","$ 1.360,72","$ 17.796,45","$ 8.610,61","$ 0,00"]
[10421,"Barrera Cicloruta A-150 prefab. h=0.40m  **","UN",34708.69,"$ 6.940,91","$ 1.360,72","$ 17.796,45","$ 8.610,61","$ 0,00"]
[10422,"Barrera Cicloruta A-160 prefab. h=0.30m  **","UN",34679.32,"$ 6.914,18","$ 1.360,65","$ 17.793,88","$ 8.610,61","$ 0,00"]
[18023,"BARRETES EN CONCRETO TIPO TREMIE F'C 28 MPA CDRC","M3",669333.4,"$ 596.633,48","$ 64.226,70","$ 8.473,22","$ 0,00","$ 0,00"]
[66,"BASE ARENA Cemto 1:20 Com.Mec.","M3",249099.25,"$ 219.673,49","$ 1.725,20","$ 27.700,56","$ 0,00","$ 0,00"]
[10407,"Base asfaltica B-1350 e=5cm  compactado**","M2",52071.83,"$ 38.574,35","$ 2.717,33","$ 3.657,81","$ 7.122,33","$ 0,00"]
[13755,"BASE ASFALTICA MDC-1 (e=4 cm) COMPACTADO+IMPRI","M3",832128.38,"$ 664.592,24","$ 15.708,14","$ 96.036,44","$ 55.791,56","$ 0,00"]
[13736,"BASE ASFALTICA MDC-1 (e=6 cm) COMPACTADO-SIN IMPRI","M3",697916.54,"$ 591.819,05","$ 8.899,20","$ 47.341,98","$ 49.856,31","$ 0,00"]
[13738,"BASE ASFALTICA MDC-3 (e=4 cm) COMPACTADO-SIN IMPRI","M3",703903.33,"$ 625.923,86","$ 4.828,47","$ 23.294,69","$ 49.856,31","$ 0,00"]
[13737,"Base asfaltica MDC-3 e=4cm compactado**","M2",45457.71,"$ 29.979,18","$ 2.721,80","$ 3.687,63","$ 9.069,10","$ 0,00"]
[11559,"Base asfaltica MDC-3 e=5cm compactado**","M2",51345.27,"$ 36.294,08","$ 2.721,80","$ 3.687,63","$ 8.641,76","$ 0,00"]
[11931,"Base asfaltica MDC-3 e=7cm compactado**","M2",59082.09,"$ 42.411,23","$ 3.150,87","$ 4.878,23","$ 8.641,76","$ 0,00"]
[14256,"Base Cilindro Caneca M-120 (suministro) STPM **","UN",0,"$ 0,00","$ 0,00","$ 0,00","$ 0,00","$ 0,00"]
[19137,"BASE CONCRETO 17.5 MPa - 2500psi GC - Tubería EAAB CEFE COMETAS","M3",554358.18000000005,"$ 426.490,20","$ 4.656,99","$ 123.210,99","$ 0,00","$ 0,00"]
[17032,"Base concreto 21 MPA  LS A: 1.20m E: 0.15m + muret","ML",336884,"$ 284.045,16","$ 2.558,53","$ 42.464,03","$ 7.816,28","$ 0,00"]
[17028,"Base concreto 21 MPA LS A: 0.80 m E: 0.10 m + mure","ML",236865.98,"$ 191.510,93","$ 2.273,05","$ 38.007,82","$ 5.074,19","$ 0,00"]
[12105,"BASE CONCRETO CICLOPEO 2500 p.s.i.0.30X0.40","ML",37865.35,"$ 22.543,43","$ 1,50","$ 11.656,69","$ 3.663,73","$ 0,00"]
[782,"BASE DE ASFALTO 1350","M2",43558.99,"$ 33.039,79","$ 0,00","$ 10.519,20","$ 0,00","$ 0,00"]
[17723,"Base detector estandar 43SM5KB (SUMI INST)","UN",17544.05,"$ 0,00","$ 173,70","$ 17.370,35","$ 0,00","$ 0,00"]
[17046,"BASE EN CONCRETO VISTO COLOR GRIS CLARO","ML",159456.1,"$ 119.529,88","$ 2.066,09","$ 34.775,92","$ 3.084,21","$ 0,00"]
[785,"Base granular","M3",82698.8,"$ 60.574,80","$ 1.666,00","$ 18.700,80","$ 1.757,20","$ 0,00"]
[13746,"BASE GRANULAR BG-1, Y BG-2(SIN IMPRIMACIÓN)","M3",189657.48,"$ 110.529,90","$ 8.437,60","$ 13.976,81","$ 56.713,17","$ 0,00"]
[13862,"BASE GRANULAR BG-1, Y BG-2VISTA HERM(SIN IMPRIMAC","M3",179597.19,"$ 110.529,90","$ 21.406,18","$ 13.976,81","$ 33.684,30","$ 0,00"]
[839,"BASE GRAVA RECEBO Compac. Mec.","M3",134448.01999999999,"$ 104.218,10","$ 2.587,80","$ 27.642,12","$ 0,00","$ 0,00"]
["10657-1","BASE MDC1 COMPACTO ESPESOR 5.0 Cm PARA RECONSTRUCCION DE PAVIMENTO ","UN",54447.76,"$ 29.082,85","$ 8.148,79","$ 8.615,48","$ 8.600,64","$ 0,00"]
[778,"BASE MURO CERRAMIENTO EN LADRILLO H=0.60","ML",21788.799999999999,"$ 6.103,50","$ 0,00","$ 15.685,30","$ 0,00","$ 0,00"]
[13828,"BASE PARRILLA REFLECTORES-TORRES CAMPIN(S/DISEÑ)","UN",22974115.34,"$ 10.487.553,34","$ 5.530.771,00","$ 6.718.380,00","$ 237.411,00","$ 0,00"]
[67,"BASE PLACA CONCRETO POBRE","M3",514652.65,"$ 403.554,90","$ 0,00","$ 111.097,75","$ 0,00","$ 0,00"]
[12524,"BASE PLACA CONCRETO POBRE(2000psi)","M3",515665.27,"$ 404.567,52","$ 0,00","$ 111.097,75","$ 0,00","$ 0,00"]
[12497,"Base placa e=0.03 Concr. Pobre 2000psi**","M2",17448.080000000002,"$ 9.946,87","$ 323,48","$ 6.451,25","$ 726,48","$ 0,00"]
[742,"BASE PLACA e=0.05 Concr. Pobre (1,500 psi)","M2",23200.55,"$ 14.458,85","$ 355,54","$ 7.086,98","$ 1.299,18","$ 0,00"]
[11376,"Base placa e=0.05 Concr. Pobre 2000psi**","M2",25249.74,"$ 16.578,12","$ 356,73","$ 7.104,09","$ 1.210,80","$ 0,00"]
[11640,"Base placa e=0.05 Concr. Pobre 2500psi**","M2",25564.09,"$ 17.095,32","$ 351,38","$ 7.027,67","$ 1.089,72","$ 0,00"]
[11780,"Base plana para punta 5/8\" en cobre","UN",2735.83,"$ 0,00","$ 130,28","$ 2.605,55","$ 0,00","$ 0,00"]
[14313,"Base Plastica Parasol (suministro)","UN",0,"$ 0,00","$ 0,00","$ 0,00","$ 0,00","$ 0,00"]
[68,"BASE RECEBO SUBBASE COMPACTACION Mec.","M3",82579.64,"$ 65.696,80","$ 2.446,99","$ 14.435,85","$ 0,00","$ 0,00"]
[838,"BASE TIERRA CEMENTO Compac.Mec","M3",313998.65999999997,"$ 283.710,30","$ 2.587,80","$ 27.700,56","$ 0,00","$ 0,00"]
[69,"BASE TIERRA COMPACTACION Mec.","M3",120688.16,"$ 91.262,40","$ 1.725,20","$ 27.700,56","$ 0,00","$ 0,00"]
[126,"BASE VENTANA T/FINO STA/FE","ML",36617.33,"$ 8.079,91","$ 0,00","$ 28.537,42","$ 0,00","$ 0,00"]
[11782,"Base vertical 90° para punta 5/8\" en cobre","UN",111353.83,"$ 108.618,00","$ 130,28","$ 2.605,55","$ 0,00","$ 0,00"]
[13712,"Basurera Caneca  inoxidable (Instal)","UN",58977,"$ 10.229,04","$ 1.006,16","$ 44.260,74","$ 3.481,06","$ 0,00"]
[12688,"Basurera Caneca  inoxidable (sumin) **","UN",535814.01,"$ 535.814,01","$ 0,00","$ 0,00","$ 0,00","$ 0,00"]
[17381,"Basurera Caneca M-120 (sumin e insta) CDRC","UN",380745.75,"$ 323.591,52","$ 2.737,42","$ 51.583,54","$ 2.833,26","$ 0,00"]
[12092,"BasureraCaneca M-120 (instalación) STPM **","UN",85151.78,"$ 25.810,58","$ 2.104,72","$ 48.757,79","$ 8.478,71","$ 0,00"]
[10356,"BasureraCaneca M-120 (sumin e insta) **","UN",377650.73,"$ 323.075,68","$ 158,24","$ 51.583,54","$ 2.833,26","$ 0,00"]
[12318,"BasureraCaneca rebord. sum. inst. (8-AA-940) **","UN",627806.09,"$ 560.969,69","$ 1.718,30","$ 62.143,17","$ 2.974,93","$ 0,00"]
[17733,"Bateria para el panel 12V 24A (SUMI INST)","UN",15633.31,"$ 0,00","$ 0,00","$ 15.633,31","$ 0,00","$ 0,00"]
[12919,"BATERIA PARA TRACTOR (Suministro)","UN",6737.17,"$ 0,00","$ 0,00","$ 0,00","$ 6.737,17","$ 0,00"]
[17748,"Baterias 12 VDC 50Ah (SUMI INST)","UN",12517.94,"$ 0,00","$ 358,70","$ 12.159,24","$ 0,00","$ 0,00"]
[11746,"Bebedero M-110  Inc.Dado 3000psi(Sumi+ Instal) **","UN",3167769.13,"$ 2.960.583,34","$ 4.237,26","$ 185.311,27","$ 17.637,27","$ 0,00"]
[15939,"BebederoCaninoDoble(AceroInox.304Cal.18)+Dado+Plac","UN",252726.69,"$ 152.613,06","$ 7.761,34","$ 65.632,16","$ 26.720,12","$ 0,00"]
[16566,"BebederoCon.3.000 psi Ø=1.0m (Sin tub y sin acces)","UN",159082.22,"$ 85.635,45","$ 8.790,17","$ 61.912,12","$ 2.744,47","$ 0,00"]
[18317,"Bergenia/Bergenia Winterglut Sobre Cubierta Verde","M2",138945.10999999999,"$ 90.851,74","$ 2.393,65","$ 43.013,00","$ 2.686,73","$ 0,00"]
[18261,"Bergenia/Bergenia Winterglut Talud Exterior","M2",3409.01,"$ 1.107,26","$ 72,87","$ 1.457,46","$ 771,42","$ 0,00"]
[11020,"Bicicletero de arco M-100 (Sum+Instal) **","UN",492560.4,"$ 429.561,89","$ 2.789,42","$ 53.500,82","$ 6.708,29","$ 0,00"]
[10450,"Bicicletero de arco M-101 (Sum+Instal) **","UN",922483.86,"$ 849.267,41","$ 2.834,21","$ 54.641,89","$ 15.740,35","$ 0,00"]
[17380,"Bicicletero de arco M-101 (Sum+Instal) CDRC","UN",923030.28,"$ 849.813,83","$ 2.834,21","$ 54.641,89","$ 15.740,35","$ 0,00"]
[15489,"Bicicletero Espiral Acero Inox(10 Puestos)Sum+Inst","UN",2700202.29,"$ 2.639.577,89","$ 2.789,42","$ 53.500,82","$ 4.334,18","$ 0,00"]
[435,"BIDE ELITE BLANCO CORONA 8470","UN",55518,"$ 0,00","$ 0,00","$ 55.518,00","$ 0,00","$ 0,00"]
[436,"BIDET STILO Cte. CORONA 8458","UN",55518,"$ 0,00","$ 0,00","$ 55.518,00","$ 0,00","$ 0,00"]
[437,"BIDET TIFFANY BLANCO CORONA","UN",55518,"$ 0,00","$ 0,00","$ 55.518,00","$ 0,00","$ 0,00"]
[12715,"Biocuneta A=1.00m;H=0.30m(Sum+Inst).  **","ML",104185.27,"$ 40.775,79","$ 5.764,50","$ 57.644,98","$ 0,00","$ 0,00"]
[14920,"BISAGRA HIDRÁULICA SPEEDY M-25 (Sum + Inst)","UN",533518.35,"$ 489.085,00","$ 865,62","$ 43.281,04","$ 286,69","$ 0,00"]
[648,"BISAGRA VAIVEN","UN",8181.6,"$ 0,00","$ 0,00","$ 8.181,60","$ 0,00","$ 0,00"]
[13682,"BISELADO PARA ENCHAPES","ML",10836.67,"$ 0,00","$ 886,09","$ 9.950,58","$ 0,00","$ 0,00"]
[16661,"Black Out Blanco (Suministro e Instalación)H=3.0m","M2",10888,"$ 0,00","$ 1.573,92","$ 9.314,08","$ 0,00","$ 0,00"]
[11444,"Black Out Negro (Suministro e Instalación)**","M2",9779.7800000000007,"$ 0,00","$ 465,70","$ 9.314,08","$ 0,00","$ 0,00"]
[979,"BLOQUE #4 TBCON .23 STA/FE","M2",42437.55,"$ 18.267,19","$ 0,00","$ 24.170,36","$ 0,00","$ 0,00"]
[128,"BLOQUE #4 TBQUE .09   STA/FE","M2",35517.980000000003,"$ 19.851,94","$ 0,00","$ 15.666,05","$ 0,00","$ 0,00"]
[127,"BLOQUE #4 TBQUE .09 HELIOS","M2",21337.52,"$ 5.671,48","$ 0,00","$ 15.666,05","$ 0,00","$ 0,00"]
[18748,"BLOQUE #4 TBQUE .09 STA/FE + Grafil CDRC","M2",58767,"$ 41.365,82","$ 534,02","$ 16.867,17","$ 0,00","$ 0,00"]
[10652,"Bloque #5 Tabique .12  (a=0.3) **","ML",21523.79,"$ 13.418,03","$ 0,00","$ 8.105,77","$ 0,00","$ 0,00"]
[12539,"BLOQUE #5 TABIQUE 11.5cm SANTAFE **","M2",38419.769999999997,"$ 26.289,17","$ 1.238,01","$ 10.892,60","$ 0,00","$ 0,00"]
[905,"BLOQUE #5 TBCON .23  HELIOS","M2",60916.35,"$ 36.601,06","$ 0,00","$ 24.315,29","$ 0,00","$ 0,00"]
[10605,"BLOQUE #5 TBCON .23  HELIOS","ML",131735.56,"$ 115.559,67","$ 0,00","$ 16.175,89","$ 0,00","$ 0,00"]
[132,"BLOQUE #5 TBCON .23 STA/FE","M2",54093.14,"$ 29.777,85","$ 0,00","$ 24.315,29","$ 0,00","$ 0,00"]
[904,"BLOQUE #5 TBQUE .12  HELIOS","M2",34943.120000000003,"$ 19.375,24","$ 0,00","$ 15.567,87","$ 0,00","$ 0,00"]
[129,"BLOQUE #5 TBQUE .12 YOMASA","M2",19607.830000000002,"$ 4.039,95","$ 0,00","$ 15.567,87","$ 0,00","$ 0,00"]
[131,"BLOQUE #5 TBQUE 11.5cm STA/FE","M2",41305.769999999997,"$ 25.737,89","$ 0,00","$ 15.567,87","$ 0,00","$ 0,00"]
[130,"BLOQUE #5S TBCON .20 YOMASA","M2",36678.269999999997,"$ 12.119,86","$ 0,00","$ 24.558,40","$ 0,00","$ 0,00"]
[134,"BLOQUE CONCRETO .10 C/BLCK","M2",21264.880000000001,"$ 3.923,68","$ 0,00","$ 17.341,20","$ 0,00","$ 0,00"]
[750,"BLOQUE CONCRETO .10 CONCRETODO","M2",21264.880000000001,"$ 3.923,68","$ 0,00","$ 17.341,20","$ 0,00","$ 0,00"]
[135,"BLOQUE CONCRETO .20 C/BLCK","M2",30224.74,"$ 9.068,06","$ 0,00","$ 21.156,68","$ 0,00","$ 0,00"]
[903,"BLOQUE DE EMPRADIZADO FIBRIT","M2",77305.03,"$ 56.519,88","$ 0,76","$ 20.784,39","$ 0,00","$ 0,00"]
[983,"BLOQUE ESCORIA .10 PAÑETADO C/BLC","M2",34075.160000000003,"$ 8.995,60","$ 225,39","$ 24.854,16","$ 0,00","$ 0,00"]
[989,"BLOQUE ESCORIA 10 P/P    C/BLC","M2",21264.880000000001,"$ 3.923,68","$ 0,00","$ 17.341,20","$ 0,00","$ 0,00"]
[765,"BLOQUE HORIZ .15 P/P     LUNSA","M2",22086.49,"$ 3.109,88","$ 0,00","$ 18.976,61","$ 0,00","$ 0,00"]
[14060,"BLOQUE MEDIO #5 (33X11.5X11.5CM) HELIOS","M2",23685.279999999999,"$ 7.341,84","$ 320,46","$ 16.022,98","$ 0,00","$ 0,00"]
[17414,"Bloqueo de Arbol > a  3mts de Altura (CDRC-Tunal)","UN",163964.41,"$ 14.313,39","$ 13.793,63","$ 91.936,35","$ 43.921,04","$ 0,00"]
[17409,"Bloqueo de Arbol hasta  3mts de Altura (CDRC-tunal","UN",117749.58,"$ 6.675,04","$ 13.060,50","$ 55.280,06","$ 42.733,98","$ 0,00"]
[15610,"BLOQUEO Y TRASLADO DE ARBOLES .entre 10 – 14,99 mt","UN",0,"$ 0,00","$ 0,00","$ 0,00","$ 0,00","$ 0,00"]
[15609,"BLOQUEO Y TRASLADO DE ARBOLES .entre 5 – 9,99 mts","UN",471872,"$ 471.872,00","$ 0,00","$ 0,00","$ 0,00","$ 0,00"]
[15607,"BLOQUEO Y TRASLADO DE ARBOLES entre 2 – 4,99 mts","UN",493660,"$ 493.660,00","$ 0,00","$ 0,00","$ 0,00","$ 0,00"]
[18131,"Bloqueo,Traslado y Tala Arboles Existentes","GL",0,"$ 0,00","$ 0,00","$ 0,00","$ 0,00","$ 0,00"]
[13210,"Bocel (perfil T) laminado nacional **","ML",0,"$ 0,00","$ 0,00","$ 0,00","$ 0,00","$ 0,00"]
[13546,"Bocel en tubo metalSkatePark (SUM+INST)+Grouting","ML",195180.88,"$ 117.705,97","$ 17.861,14","$ 41.293,77","$ 0,00","$ 18.320,00"]
[14695,"BOLARDO ALTO EN HIERRO M-63 (SUM + INST)","UN",198510.54,"$ 143.508,14","$ 1.037,63","$ 20.746,36","$ 33.218,40","$ 0,00"]
[14856,"BOLARDO ALTO EN HIERRO M-63(DESM+SUM+INST)","UN",226448.43,"$ 143.508,14","$ 2.292,92","$ 45.852,18","$ 34.795,18","$ 0,00"]
[14693,"BOLARDO BAJO EN CONCRETO M-61 (SUM + INS)","UN",128290.54,"$ 73.288,14","$ 1.037,63","$ 20.746,36","$ 33.218,40","$ 0,00"]
[14854,"BOLARDO BAJO EN CONCRETO M-61(DESM+SUM+INST)","UN",156011.69,"$ 74.518,02","$ 2.230,16","$ 44.596,89","$ 34.666,61","$ 0,00"]
[13724,"Bolardo bajo en Concreto M-61(Instalación)-STPM**","UN",58415.54,"$ 3.413,14","$ 1.037,63","$ 20.746,36","$ 33.218,40","$ 0,00"]
[14274,"Bolardo bajo en Concreto M-61(Suministro)-STPM**","UN",69875,"$ 69.875,00","$ 0,00","$ 0,00","$ 0,00","$ 0,00"]
[14694,"BOLARDO BAJO HIERRO M-62 (SUM + INST)","UN",165732.41,"$ 132.381,28","$ 1.565,01","$ 31.287,55","$ 498,56","$ 0,00"]
[14855,"BOLARDO BAJO HIERRO M-62(DESM+SUM+INST)","UN",190532.49,"$ 132.381,28","$ 2.694,77","$ 53.882,79","$ 1.573,64","$ 0,00"]
[14692,"BOLARDO EN CONCRETO M - 60 (SUM + INST)","UN",154857.79,"$ 110.407,75","$ 1.715,69","$ 31.826,18","$ 10.908,17","$ 0,00"]
[14853,"BOLARDO EN CONCRETO M-60(DESM+SUM+INST)","UN",181486.66,"$ 110.658,81","$ 2.468,86","$ 56.932,00","$ 11.426,99","$ 0,00"]
[17212,"Bolardo LED 13,6 W 1216 lm - CRDC-Cometas","UN",3309519.09,"$ 3.286.720,50","$ 1.085,65","$ 21.712,94","$ 0,00","$ 0,00"]
[10252,"Bolardo M-60 (Suministro + Instalac)**","UN",154857.79,"$ 110.407,75","$ 1.715,69","$ 31.826,18","$ 10.908,17","$ 0,00"]
[14343,"Bolardo M-60 (Suministro)**","UN",90514.01,"$ 90.514,01","$ 0,00","$ 0,00","$ 0,00","$ 0,00"]
[10428,"Bolardo metalico M-63 Sum+Instal **","UN",180457.43,"$ 146.128,38","$ 1.637,51","$ 31.202,98","$ 1.488,57","$ 0,00"]
[12855,"Bolardo metalico M-63 Suministro-STPM **","UN",140095,"$ 140.095,00","$ 0,00","$ 0,00","$ 0,00","$ 0,00"]
[10085,"Bolardo metalico tipo IDU **","UN",179928.28,"$ 143.625,41","$ 1.117,86","$ 31.150,91","$ 4.034,08","$ 0,00"]
[688,"BOMBA  SUMERGIBLE POZO 4\" 1HP","UN",0,"$ 0,00","$ 0,00","$ 0,00","$ 0,00","$ 0,00"]
[11359,"BOMBA AGUA 2 1/2 HP. 110V**","UN",528064.64,"$ 0,00","$ 10.354,21","$ 517.710,43","$ 0,00","$ 0,00"]
[687,"BOMBA AGUA 3\"- 1 HP","UN",0,"$ 0,00","$ 0,00","$ 0,00","$ 0,00","$ 0,00"]
[686,"BOMBA ALTA PRESION","UN",0,"$ 0,00","$ 0,00","$ 0,00","$ 0,00","$ 0,00"]
[17287,"BOMBA CONTRA INCENDIO 750 GPM @ 135 PSI  (SUM+INS)","UN",12644130.560000001,"$ 4.091.893,27","$ 3.521.509,47","$ 5.030.727,82","$ 0,00","$ 0,00"]
[17910,"BOMBA DE CONDENSADO HASTA 5 T.R. @ 220/1/60  INCLU","UN",101742.7,"$ 888,00","$ 27.073,16","$ 59.447,14","$ 14.334,40","$ 0,00"]
[17837,"BOMBA EYECTORA CON H = 6.26M Y Q=3.0 L/S","UN",258204.96,"$ 0,00","$ 5.062,84","$ 253.142,12","$ 0,00","$ 0,00"]
[17289,"BOMBA JOCKEY  (SUM+INS)","UN",944968.19,"$ 156.235,63","$ 20.511,50","$ 768.221,06","$ 0,00","$ 0,00"]
[19181,"BombaCentQ:41M3/H 5.5 HP CRDC-CometasSUM+INS","UN",8990971.1500000004,"$ 8.291.204,95","$ 33.322,20","$ 666.444,00","$ 0,00","$ 0,00"]
[19011,"BombaCentQ:70M3/H 7.5 HP CRDC-CometasSUM+INS","UN",27538073.350000001,"$ 26.838.307,15","$ 33.322,20","$ 666.444,00","$ 0,00","$ 0,00"]
[18595,"Bombas Eyectoras","??",0,"$ 0,00","$ 0,00","$ 0,00","$ 0,00","$ 0,00"]
[689,"BOMBAS EYECTORAS SUMERGIBLES AN","UN",472652.41,"$ 0,00","$ 22.507,26","$ 450.145,15","$ 0,00","$ 0,00"]
[20646,"BOMBAS EYECTORAS SUMERGIBLES AN","UN",2580142.41,"$ 2.107.490,00","$ 22.507,26","$ 450.145,15","$ 0,00","$ 0,00"]
[14292,"BOMBILLA  METAL HALIDE 250W (SUM + INST)","UN",167472.67000000001,"$ 46.192,00","$ 103.910,32","$ 17.370,35","$ 0,00","$ 0,00"]
[13832,"BOMBILLA  SODIO 250W - SUM + INST","UN",169397.67,"$ 48.117,00","$ 103.910,32","$ 17.370,35","$ 0,00","$ 0,00"]
[13973,"BOMBILLA METAL HALIDE 1000W (Sum+Inst)","UN",276995.67,"$ 155.715,00","$ 103.910,32","$ 17.370,35","$ 0,00","$ 0,00"]
[14387,"BOMBILLA METAL HALIDE 150W (SUM + INST)","UN",211979.67,"$ 90.699,00","$ 103.910,32","$ 17.370,35","$ 0,00","$ 0,00"]
[14293,"BOMBILLA METAL HALIDE 400W (SUM+INST)","UN",174305.67,"$ 53.025,00","$ 103.910,32","$ 17.370,35","$ 0,00","$ 0,00"]
[14291,"BOMBILLA METAL HALIDE 70W (SUM + INST)","UN",163576.67000000001,"$ 42.296,00","$ 103.910,32","$ 17.370,35","$ 0,00","$ 0,00"]
[14252,"BOMBILLA SODIO  1000W (SUM+INST)","UN",121280.67,"$ 0,00","$ 103.910,32","$ 17.370,35","$ 0,00","$ 0,00"]
[13834,"BOMBILLA SODIO  400W (SUM+INST)","UN",154803.67000000001,"$ 33.523,00","$ 103.910,32","$ 17.370,35","$ 0,00","$ 0,00"]
[13831,"bombilla Sodio 150W (Sum+Instal) **","UN",121280.67,"$ 0,00","$ 103.910,32","$ 17.370,35","$ 0,00","$ 0,00"]
[12760,"BOMBILLO AHORRADOR  26W 120V ESPIRAL (SUM+INST)**","UN",6383.6,"$ 0,00","$ 303,98","$ 6.079,62","$ 0,00","$ 0,00"]
[11524,"BOMBILLO AHORRADOR  DE  26W (SUM+INST)**","UN",14428.72,"$ 9.869,00","$ 217,13","$ 4.342,59","$ 0,00","$ 0,00"]
[13653,"bombillo ahorrador 1x15 W (Sumi+Inst)","UN",15136.73,"$ 10.577,01","$ 217,13","$ 4.342,59","$ 0,00","$ 0,00"]
[12761,"BOMBILLO AHORRADOR 4PIN DE 32 A 42W (SUM+INST)**","UN",6868.08,"$ 0,00","$ 2.525,49","$ 4.342,59","$ 0,00","$ 0,00"]
[13145,"BOMBILLO AHORRADOR DE 13W (SUM+INST) **","UN",13269.54,"$ 5.998,00","$ 1.077,24","$ 6.079,62","$ 114,68","$ 0,00"]
[13134,"BOMBILLO AHORRADOR DE 20W (SUM+INST) **","UN",13019.12,"$ 7.181,00","$ 278,01","$ 5.560,11","$ 0,00","$ 0,00"]
[13146,"BOMBILLO AHORRADOR DE 32W (SUM+INST) **","UN",20980.720000000001,"$ 16.421,00","$ 217,13","$ 4.342,59","$ 0,00","$ 0,00"]
[19278,"Boquilla Aspiración Acero Inox pisc Liner COMETAS","UN",679803.99,"$ 560.483,00","$ 5.647,82","$ 112.956,45","$ 716,72","$ 0,00"]
[17498,"BOQUILLA ASPIRADO INSERTO TAPON rosca int ø2\"metal","UN",58172.56,"$ 564,78","$ 1.129,56","$ 56.478,22","$ 0,00","$ 0,00"]
[17643,"BOQUILLA DE INYECCIÓN AGUA CALIENTE-POLIPROPILENO","UN",136573.47,"$ 106.922,40","$ 1.411,96","$ 28.239,11","$ 0,00","$ 0,00"]
[19280,"Boquilla Impulsión Acero Inox pisc Liner COMETAS","UN",351256.53,"$ 291.052,81","$ 2.840,70","$ 56.717,98","$ 645,05","$ 0,00"]
[17500,"Boquilla inyeccion agua caliente - 60gpm AceroInox","UN",58172.56,"$ 564,78","$ 1.129,56","$ 56.478,22","$ 0,00","$ 0,00"]
[18311,"BOQUILLA- INYECCIÓN AGUA C-POLIPROPILENO CRDC","UN",29933.46,"$ 282,39","$ 1.411,96","$ 28.239,11","$ 0,00","$ 0,00"]
[19189,"BOQUILLA LINER PARA TRAGANTE CANAL 3\" CEFE COMETAS","UN",334189.76,"$ 295.401,76","$ 1.904,13","$ 36.883,88","$ 0,00","$ 0,00"]
[11879,"Borde separador verde A-170 **","ML",192604.35,"$ 157.117,54","$ 1.373,72","$ 18.091,17","$ 16.021,92","$ 0,00"]
[12484,"BORDEO CON GUADAÑA CAMPO DEPORTIVO","UN",9153.75,"$ 0,00","$ 3.309,75","$ 5.844,00","$ 0,00","$ 0,00"]
[18762,"Bordillo en L 68x80cm sitio + concreto 3000","ML",268298.38,"$ 203.914,83","$ 9.874,23","$ 54.509,32","$ 0,00","$ 0,00"]
[14380,"Bordillo en ladrillo hilada parada  h=0.25 m","ML",40274.71,"$ 16.487,29","$ 450,24","$ 23.069,69","$ 267,48","$ 0,00"]
[10169,"Bordillo en Piedra muñeca 0.1*0.3 **","ML",43735.96,"$ 11.498,98","$ 571,87","$ 25.335,52","$ 6.329,58","$ 0,00"]
[11471,"Bordillo en sitio + concreto 0.094 sin refuerzo **","ML",68254.399999999994,"$ 44.713,65","$ 1.737,01","$ 21.803,73","$ 0,00","$ 0,00"]
[11554,"Bordillo en sitio + concreto 0.1125 ni refuerzo  *","ML",76489.2,"$ 52.948,45","$ 1.737,01","$ 21.803,73","$ 0,00","$ 0,00"]
[11470,"Bordillo en sitio + concreto sin refuerzo **","ML",57103.1,"$ 33.562,35","$ 1.737,01","$ 21.803,73","$ 0,00","$ 0,00"]
[11111,"Bordillo en sitio 0.10*0.20 m 2500 psi   **","ML",44619.25,"$ 21.078,50","$ 1.737,01","$ 21.803,73","$ 0,00","$ 0,00"]
[11122,"Bordillo en sitio 0.10*0.30 m 2500 psi +Enchape**","ML",110766.68,"$ 31.711,97","$ 9.807,09","$ 59.490,90","$ 9.756,71","$ 0,00"]
[12066,"Bordillo en sitio 0.10*0.30 m 2500PSI Subbas IDRD","ML",79349.070000000007,"$ 36.390,25","$ 2.567,83","$ 22.525,34","$ 17.865,64","$ 0,00"]
[11079,"Bordillo en sitio 0.10*0.30 m 3000 psi ocre   **","ML",82948.08,"$ 42.031,53","$ 3.068,25","$ 28.091,58","$ 9.756,71","$ 0,00"]
[11080,"Bordillo en sitio 0.10*0.40 m 3000 psi ocre   **","ML",91967.19,"$ 50.174,70","$ 3.093,76","$ 28.942,01","$ 9.756,71","$ 0,00"]
[10417,"Bordillo en sitio 0.135*0.12 m 2500 psi   **","ML",46723.73,"$ 16.190,69","$ 1.957,10","$ 25.470,00","$ 3.105,93","$ 0,00"]
[13281,"Bordillo en sitio 0.20*0.30 m 2500 psi   **","ML",85696,"$ 39.277,41","$ 2.308,02","$ 26.554,80","$ 17.555,79","$ 0,00"]
[13943,"Bordillo en sitio 0.20*0.35 m 3000 psi   **","ML",57760.9,"$ 31.405,10","$ 1.799,20","$ 20.126,97","$ 4.429,61","$ 0,00"]
[10761,"Bordillo en sitio 0.20*0.40 m 2500 psi   **","ML",89716.07,"$ 56.421,45","$ 2.364,91","$ 26.864,40","$ 4.065,30","$ 0,00"]
[12543,"Bordillo en sitio 0.22*0.45 m 3000 psi   **","ML",103796.89,"$ 67.917,58","$ 2.531,88","$ 28.198,05","$ 5.149,37","$ 0,00"]
[11112,"Bordillo en sitio circular 0.15*0.20 m 3000 psi **","ML",203849.16,"$ 181.295,41","$ 750,01","$ 21.803,73","$ 0,00","$ 0,00"]
[11113,"Bordillo en sitio circular d=1.2m0.15*0.20 m encha","UN",855654.37,"$ 700.164,71","$ 13.791,11","$ 141.698,52","$ 0,00","$ 0,00"]
[15451,"Bordillo en sitio Contenedor 0.135*0.12 m 2500 psi","UN",231749.7,"$ 80.305,82","$ 9.707,22","$ 126.331,20","$ 15.405,41","$ 0,00"]
[11468,"Bordillo en sitio sin concreto con refuerzo  **","ML",29472.55,"$ 2.654,47","$ 2.015,83","$ 22.634,08","$ 2.168,16","$ 0,00"]
[11553,"Bordillo en sitio sin concreto ni refuerzo **","ML",28576.799999999999,"$ 1.758,72","$ 2.015,83","$ 22.634,08","$ 2.168,16","$ 0,00"]
[11469,"Bordillo en sitio sin concreto ni refuerzo abujard","ML",79579.899999999994,"$ 2.479,54","$ 7.357,31","$ 67.337,46","$ 2.405,58","$ 0,00"]
[11555,"Bordillo en sitio sin concreto sin refuerzo **","ML",30087.4,"$ 3.269,32","$ 2.015,83","$ 22.634,08","$ 2.168,16","$ 0,00"]
[16082,"Bordillo enSitio(0.20x0.35m)2.500psi(Sin Recebo)","ML",69275.759999999995,"$ 41.580,11","$ 2.267,16","$ 20.215,18","$ 5.213,31","$ 0,00"]
[12053,"Bordillo ladrillo hilada parada  h=0.25 m sin atra","ML",68871.679999999993,"$ 35.697,21","$ 600,72","$ 28.564,19","$ 4.009,55","$ 0,00"]
[15423,"Bordillo ladrillo prens.4 x ml lineal (excav+mort)","ML",21289.77,"$ 4.795,77","$ 3,12","$ 16.490,88","$ 0,00","$ 0,00"]
[12667,"Bordillo prefabri a=0.10*h=0.20 m+Atraq Receb/Cem","ML",41202.75,"$ 17.421,36","$ 823,18","$ 14.229,07","$ 8.729,13","$ 0,00"]
[10269,"Bordillo prefabricado B-30 (a=0.1*h=0.3 mL=1.0M)","ML",50733.91,"$ 21.627,97","$ 782,13","$ 15.033,57","$ 13.290,23","$ 0,00"]
[16056,"Bordillo prefabricado(0.35x0.2) con borde blando","ML",198076.84,"$ 86.071,94","$ 2.545,12","$ 87.949,08","$ 21.510,68","$ 0,00"]
[17356,"Bordillo prefabricadoA-80(0.35x0.2x0.80m)ZV- CDRC","ML",59962.77,"$ 31.483,44","$ 835,00","$ 19.388,31","$ 8.256,03","$ 0,00"]
[12065,"Bordillo prefabricadoA-80(0.35x0.2x0.80m)ZV-conAtr","ML",80848.84,"$ 34.379,75","$ 1.260,11","$ 23.698,28","$ 21.510,68","$ 0,00"]
[13824,"Bordillo sitio0.15*0.30 m3.000psi+Refz-Sin excav","ML",46676.44,"$ 24.688,27","$ 2.479,29","$ 19.508,88","$ 0,00","$ 0,00"]
[10418,"Bordillo transición A-95 prefab. h=0.35m  **","UN",14116.81,"$ 1.545,75","$ 557,00","$ 10.515,57","$ 1.498,47","$ 0,00"]
[16080,"Bordillo Zarpa (e=0.15m;A=0.50m;H=0.40m)2.500psi","ML",159981.72,"$ 80.767,56","$ 4.827,24","$ 53.183,39","$ 21.203,51","$ 0,00"]
[10708,"Bordillo Zarpa 0.10*0.4*0.30 m 3000 psi  D-065a **","ML",131861.71,"$ 48.373,41","$ 5.133,15","$ 55.179,64","$ 23.175,50","$ 0,00"]
[12052,"Bordillo Zarpa 0.10*0.6*0.40 m 2500 psi  D-065b **","ML",150588.69,"$ 56.648,25","$ 5.650,66","$ 58.966,36","$ 29.323,41","$ 0,00"]
[10660,"Bordillo Zarpa 0.15*0.5*0.98 m 2500 psi  D-065a **","ML",190522.33,"$ 91.258,00","$ 6.349,81","$ 63.148,12","$ 29.766,40","$ 0,00"]
[12051,"Bordillo Zarpa e=0.10;a=0.4;h=0.30 m -2500 psiObra","ML",99215.14,"$ 44.934,49","$ 2.088,49","$ 35.005,82","$ 17.186,34","$ 0,00"]
[16087,"BordilloSitio(0.20x0.35m)2.500psiConc-Ocre(SinRece","ML",41257.839999999997,"$ 17.412,02","$ 2.157,19","$ 18.015,87","$ 3.672,75","$ 0,00"]
[13212,"Borrada y Demarcac pintura trafico microfutbol**","M2",3928.97,"$ 367,48","$ 516,64","$ 2.569,33","$ 0,00","$ 475,52"]
[17583,"Botiquin basico de primeros auxilios - Contenido s","UN",349960.89,"$ 321.439,39","$ 282,39","$ 28.239,11","$ 0,00","$ 0,00"]
[18455,"BOTON DE EMERGENCIA","UN",42737.83,"$ 0,00","$ 11.280,13","$ 31.457,70","$ 0,00","$ 0,00"]
[18478,"BOTON DE PANICO","UN",37196.519999999997,"$ 0,00","$ 10.863,07","$ 26.333,45","$ 0,00","$ 0,00"]
[17770,"Botón de pánico inalámbrico (SUMI INST)","UN",5211.1000000000004,"$ 0,00","$ 0,00","$ 5.211,10","$ 0,00","$ 0,00"]
[17772,"Botón de pánico sencillo N.A (SUMI INST)","UN",23507.29,"$ 0,00","$ 925,84","$ 22.581,45","$ 0,00","$ 0,00"]
[17575,"Boton de parada de emerge (piscinas recreativa)","UN",59866.91,"$ 564,78","$ 2.823,91","$ 56.478,22","$ 0,00","$ 0,00"]
[17574,"Boton de parada de emergencia (piscina olimpica)","UN",59866.91,"$ 564,78","$ 2.823,91","$ 56.478,22","$ 0,00","$ 0,00"]
[17779,"Botón salida iluminado antivandálico (SUMI INST)","UN",25638.639999999999,"$ 0,00","$ 4.794,22","$ 20.844,42","$ 0,00","$ 0,00"]
[17695,"BOTONERA  DE PARED INALÁMBRICO  (sum ins)","ML",0,"$ 0,00","$ 0,00","$ 0,00","$ 0,00","$ 0,00"]
[19230,"Botonera dig 8 control de Iluminación CDRC Cometas","UN",1336105.3400000001,"$ 1.244.911,00","$ 4.342,59","$ 86.851,75","$ 0,00","$ 0,00"]
[136,"BOVEDA DE LAD. PRENSADO STA/FE","M2",341524.11,"$ 287.406,33","$ 0,00","$ 54.117,78","$ 0,00","$ 0,00"]
[11337,"BOX CULVERT (Secc:2X1M)Conc-3.000psiG.F.SinRefuerz","M3",913303.29,"$ 412.424,80","$ 169.104,01","$ 315.496,99","$ 16.277,51","$ 0,00"]
[18148,"BRANCH 1 - CONEXIÓN DE UNIDADES INTERIORES LIQ - GAS -Cefe Cometas (Sum+instalación)   ","UN",167910.97,"$ 155.977,99","$ 586,50","$ 11.346,47","$ 0,00","$ 0,00"]
[15697,"BRAZO DOBLE LUMINARIA - SUM.MONT E INST. (Ver descripción)","UN",193651.5,"$ 97.960,00","$ 43.580,45","$ 52.111,05","$ 0,00","$ 0,00"]
[12641,"BRAZO HIDRÁULICO","UN",30388.799999999999,"$ 0,00","$ 0,00","$ 30.388,80","$ 0,00","$ 0,00"]
[12643,"BRAZO HIDRÁULICO","UN",191449.87,"$ 147.762,00","$ 1.272,46","$ 42.415,41","$ 0,00","$ 0,00"]
[650,"BRAZO RETENEDOR","UN",30388.799999999999,"$ 0,00","$ 0,00","$ 30.388,80","$ 0,00","$ 0,00"]
[15666,"BRAZO SENCILLO LUMINARIA (Ver descripción) SUM.MONT E INST. ","UN",147436.9,"$ 48.980,00","$ 46.345,85","$ 52.111,05","$ 0,00","$ 0,00"]
[13353,"Breaker (Taco) Enchufable15-30 Amp.(Sum+Inst)","UN",25577.15,"$ 11.898,00","$ 651,39","$ 13.027,76","$ 0,00","$ 0,00"]
[13615,"Breaker 1 x 15/20/30 Amp.- 10 KA (Sum+Inst.)","UN",21017.43,"$ 11.898,00","$ 434,26","$ 8.685,17","$ 0,00","$ 0,00"]
[13614,"breaker 1 x 40 A (Sum+Inst.)","UN",21718.69,"$ 12.165,00","$ 868,52","$ 8.685,17","$ 0,00","$ 0,00"]
[13613,"breaker 1 x 50 A (Sum+Inst.)","UN",20991.7,"$ 11.438,01","$ 868,52","$ 8.685,17","$ 0,00","$ 0,00"]
[11207,"Breaker 1*20 amp Suministro e Instalacion**","UN",36497.040000000001,"$ 13.206,00","$ 1.109,10","$ 22.181,94","$ 0,00","$ 0,00"]
[13126,"Breaker 2 X 20/30 Amperios - 10 KA (Suministro + instalación)","UN",33097.370000000003,"$ 20.330,17","$ 607,96","$ 12.159,24","$ 0,00","$ 0,00"]
[13612,"breaker 2 x 30 A (Sum+Inst.)","UN",39036.69,"$ 29.483,00","$ 868,52","$ 8.685,17","$ 0,00","$ 0,00"]
[11208,"Breaker 2*20 amp Suministro e Instalacion**","UN",23291.040000000001,"$ 0,00","$ 1.109,10","$ 22.181,94","$ 0,00","$ 0,00"]
[12292,"Breaker 20 A","UN",26362.05,"$ 20.708,00","$ 269,24","$ 5.384,81","$ 0,00","$ 0,00"]
[15175,"breaker 3 x 20/ 30 Amperios- 10 KA (Sum+Inst.)","UN",65377.2,"$ 52.610,00","$ 607,96","$ 12.159,24","$ 0,00","$ 0,00"]
[13616,"Breaker 3 x 50 A (Suministro+Instalación)","UN",136156.54,"$ 126.602,85","$ 868,52","$ 8.685,17","$ 0,00","$ 0,00"]
[13125,"Breaker 3*20 amp (SUM E INST) **","UN",66289.149999999994,"$ 52.610,00","$ 651,39","$ 13.027,76","$ 0,00","$ 0,00"]
[13342,"BREAKER DE 300 AMP. (Suministro+Instalación)Cefe Cometas","UN",661392.23,"$ 587.003,32","$ 3.474,07","$ 69.481,40","$ 1.433,44","$ 0,00"]
[15885,"Breaker enchufable de 1x20A, 10 kA, 120 V","UN",1823.88,"$ 0,00","$ 86,85","$ 1.737,03","$ 0,00","$ 0,00"]
[16987,"Breaker enchufable de 2x20A, 10 kA, 208 V","UN",1823.88,"$ 0,00","$ 86,85","$ 1.737,03","$ 0,00","$ 0,00"]
[17007,"Breaker enchufable de 2x30A, 10 kA, 208 V","UN",1823.88,"$ 0,00","$ 86,85","$ 1.737,03","$ 0,00","$ 0,00"]
[17017,"Breaker enchufable de 3x20A, 10 kA, 208 V","UN",54399.14,"$ 52.610,00","$ 52,11","$ 1.737,03","$ 0,00","$ 0,00"]
[17024,"Breaker enchufe de 3x40A, 10Ka,208 V","UN",66695.14,"$ 64.906,00","$ 52,11","$ 1.737,03","$ 0,00","$ 0,00"]
[15177,"Breaker Indust.TrifásicoGraduab.de 50KA a 125 Amp","UN",425905.72,"$ 372.394,99","$ 1.049,23","$ 52.461,50","$ 0,00","$ 0,00"]
[16713,"Breaker Industrial 3 x 100 AMP (25 KA)sum + inst.","UN",44294.39,"$ 0,00","$ 868,52","$ 43.425,87","$ 0,00","$ 0,00"]
[14923,"Breaker Industrial 3 x 100 AMP (sum + inst)","UN",213458.03,"$ 142.587,00","$ 1.389,63","$ 69.481,40","$ 0,00","$ 0,00"]
[16714,"Breaker Industrial 3 x 25 AMP (25 KA)sum + inst.","UN",190762.39,"$ 146.468,00","$ 868,52","$ 43.425,87","$ 0,00","$ 0,00"]
[16712,"Breaker Industrial 3 x 250 AMP (25 KA)sum + inst.","UN",659973.39,"$ 615.679,00","$ 868,52","$ 43.425,87","$ 0,00","$ 0,00"]
[16715,"Breaker Industrial 3 x 40 AMP (25 KA)sum + inst.","UN",44294.39,"$ 0,00","$ 868,52","$ 43.425,87","$ 0,00","$ 0,00"]
[15346,"Breaker Industrial 3 x 70  AMP (sum + inst)","UN",231288.03,"$ 160.417,00","$ 1.389,63","$ 69.481,40","$ 0,00","$ 0,00"]
[15347,"Breaker Industrial 3 x 80  AMP (sum + inst)","UN",221007.03,"$ 150.136,00","$ 1.389,63","$ 69.481,40","$ 0,00","$ 0,00"]
[13775,"BREAKER INDUSTRIAL 3x100 AMP. (Sum+Inst)","UN",209789.41,"$ 142.587,00","$ 2.584,71","$ 64.617,70","$ 0,00","$ 0,00"]
[15882,"BREAKER INDUSTRIAL 3X100AMP Sumini. e inst.  ","UN",192850.34,"$ 142.587,00","$ 1.997,59","$ 39.951,80","$ 8.313,95","$ 0,00"]
[16479,"BREAKER INDUSTRIAL 3X28 A 40 AMP - SUM E INSTALA  ","UN",41949.39,"$ 0,00","$ 1.997,59","$ 39.951,80","$ 0,00","$ 0,00"]
[16480,"BREAKER INDUSTRIAL 3X40 A 63 AMP - SUM E INSTALA  ","UN",222730.39,"$ 180.781,00","$ 1.997,59","$ 39.951,80","$ 0,00","$ 0,00"]
[16481,"BREAKER INDUSTRIAL 3X50 A - SUM E INSTALA  ","UN",156949.4,"$ 115.000,01","$ 1.997,59","$ 39.951,80","$ 0,00","$ 0,00"]
[14924,"Breaker Industrial 50/60 AMP-25KA (sum + inst)","UN",133238.88,"$ 115.000,01","$ 868,52","$ 17.370,35","$ 0,00","$ 0,00"]
[17044,"Breaker industrial de 3x30A Icc 10KA. 208 V","UN",200462.76,"$ 178.993,01","$ 625,33","$ 20.844,42","$ 0,00","$ 0,00"]
[17030,"Breaker industrial de 3x40A Icc 10KA. 208 V","UN",144306.75,"$ 122.837,00","$ 625,33","$ 20.844,42","$ 0,00","$ 0,00"]
[17039,"Breaker industrial de 3x50A Icc 10KA. 208 V","UN",168770.75,"$ 147.301,00","$ 625,33","$ 20.844,42","$ 0,00","$ 0,00"]
[17034,"Breaker industrial de 3x60A Icc 10KA. 208 V","UN",144098.31,"$ 122.837,00","$ 416,89","$ 20.844,42","$ 0,00","$ 0,00"]
[17043,"Breaker industrial de 3x70A Icc 10KA. 208 V","UN",181886.75,"$ 160.417,00","$ 625,33","$ 20.844,42","$ 0,00","$ 0,00"]
[13148,"Breaker Industrial30 Amp(Sum+Inst.)**","UN",14330.54,"$ 0,00","$ 1.302,78","$ 13.027,76","$ 0,00","$ 0,00"]
[14925,"Breaker Industrial40 Amp 'para 25 KA(Sum+Inst.)**","UN",197231.88,"$ 178.993,01","$ 868,52","$ 17.370,35","$ 0,00","$ 0,00"]
[12275,"Breaker Normal 1x30 Amp(Sum+Inst.)**","UN",9553.69,"$ 0,00","$ 868,52","$ 8.685,17","$ 0,00","$ 0,00"]
[12274,"Breaker para barraje 20 Amp(Sum+Inst.)**","UN",27780.22,"$ 13.206,00","$ 1.302,78","$ 13.027,76","$ 243,68","$ 0,00"]
[13611,"Breaker(3 x 30 Amperios) Suministro+Instalación.","UN",107305.54,"$ 97.751,85","$ 868,52","$ 8.685,17","$ 0,00","$ 0,00"]
[15195,"Brida CPVC lisa d=4\" **","UN",52649.41,"$ 47.196,00","$ 259,69","$ 5.193,72","$ 0,00","$ 0,00"]
[10465,"Brida CPVC Sch80 d=6\" **","UN",118789.54,"$ 0,00","$ 5.509,68","$ 110.193,52","$ 3.086,34","$ 0,00"]
[17277,"BRIDA INDIVIDUAL HIERRO DUCTIL RANURADA","UN",8922.7800000000007,"$ 6.026,76","$ 56,78","$ 2.839,24","$ 0,00","$ 0,00"]
[16372,"BRIDA RANURADA HIERRO DUCTIL 2\" (sum+inst)","UN",10906.82,"$ 0,00","$ 519,37","$ 10.387,45","$ 0,00","$ 0,00"]
[16373,"BRIDA RANURADA HIERRO DUCTIL 6\" (sum+inst)","UN",19995.84,"$ 0,00","$ 952,18","$ 19.043,66","$ 0,00","$ 0,00"]
[10483,"Brida roscada d=2\" 125Lbs **","UN",100158.59,"$ 0,00","$ 4.082,27","$ 81.645,34","$ 1.899,29","$ 12.531,69"]
[15583,"Brida roscada d=4\" 125Lbs **","UN",114368.63,"$ 0,00","$ 4.674,35","$ 93.487,04","$ 1.899,29","$ 14.307,95"]
[16401,"BRIDA ROSCADA DE ACERO Ø3”","UN",18178.03,"$ 0,00","$ 865,62","$ 17.312,41","$ 0,00","$ 0,00"]
[16409,"BRIDA ROSCADA DE ACERO Ø3” -150 lb","UN",14542.43,"$ 0,00","$ 692,50","$ 13.849,93","$ 0,00","$ 0,00"]
[16400,"BRIDA ROSCADA DE ACERO Ø4”-150 lb","UN",36356.07,"$ 0,00","$ 1.731,24","$ 34.624,83","$ 0,00","$ 0,00"]
[16399,"BRIDA ROSCADA DE ACERO Ø6”-150lb","UN",54534.1,"$ 0,00","$ 2.596,86","$ 51.937,24","$ 0,00","$ 0,00"]
[15087,"BRIGADA DE ASEO MANEJO AMBIENTAL","DD",126784.41,"$ 0,00","$ 1.255,29","$ 125.529,12","$ 0,00","$ 0,00"]
[10478,"Buje 1 1/2\" x 1 1/4\" PVC Sch80 **","UN",40577.06,"$ 20.595,00","$ 612,86","$ 12.257,19","$ 1.899,29","$ 5.212,72"]
[10479,"Buje 1\" x 1/2\" PVC Sch80 **","UN",40140.07,"$ 20.215,01","$ 612,86","$ 12.257,19","$ 1.899,29","$ 5.155,72"]
[10476,"Buje 2 1/2\" x 2\" PVC Sch80 **","UN",63518.34,"$ 48.749,00","$ 612,86","$ 12.257,19","$ 1.899,29","$ 0,00"]
[10477,"Buje 2\" x 1 1/4\" PVC Sch80 **","UN",75277.17,"$ 50.769,01","$ 612,86","$ 12.257,19","$ 1.899,29","$ 9.738,82"]
[10475,"Buje 3\" x 2 1/2\" PVC Sch80 **","UN",107040.56,"$ 79.383,00","$ 1.226,58","$ 24.531,69","$ 1.899,29","$ 0,00"]
[10473,"Buje 4\" x 3\" PVC Sch80 **","UN",141892.56,"$ 114.235,00","$ 1.226,58","$ 24.531,69","$ 1.899,29","$ 0,00"]
[13505,"BUJE SOLDADO SANITARIO 6X4\"","UN",42823.43,"$ 35.759,96","$ 138,50","$ 6.924,97","$ 0,00","$ 0,00"]
[17742,"Burbuja ignífuga LBC3080/11 (SUMI INST)","UN",5364.83,"$ 0,00","$ 153,73","$ 5.211,10","$ 0,00","$ 0,00"]
[18919,"BYPASS 50A/10KA 5 HILOS","UN",323902.27,"$ 0,00","$ 19.356,65","$ 258.088,65","$ 46.456,97","$ 0,00"]
[110,"CABALLETE CANAL 43 FIJO ETERNIT","ML",29694.6,"$ 8.656,20","$ 0,00","$ 21.038,40","$ 0,00","$ 0,00"]
[14408,"CABALLETE TEJA BARRO/TEJA AC(Instalacion)","ML",28269.81,"$ 2.019,98","$ 514,70","$ 25.735,14","$ 0,00","$ 0,00"]
[198,"CABALLETE TEJA BARRO/TEJA AC(sum+inst)","ML",70643.100000000006,"$ 44.907,97","$ 0,00","$ 25.735,14","$ 0,00","$ 0,00"]
[199,"CABALLETE TEJA ETERNIT","ML",65039.4,"$ 49.845,00","$ 0,00","$ 15.194,40","$ 0,00","$ 0,00"]
[200,"CABALLETE TEJA MOORE","ML",14791.67,"$ 5.071,92","$ 0,00","$ 9.719,74","$ 0,00","$ 0,00"]
[13179,"CABEZAL DE PRUEBA  DE 21/2\"- CEFE COMETAS (Sumnistro  e Instalación)","UN",2095822.87,"$ 2.076.362,15","$ 949,54","$ 18.511,19","$ 0,00","$ 0,00"]
[17291,"CABEZAL DE PRUEBA 6 x 4 x 2 1/2\"","UN",707322.78,"$ 35.710,88","$ 13.168,86","$ 658.443,04","$ 0,00","$ 0,00"]
[11693,"Cabezal en concreto 4000psi 1x1x1.75","UN",2011686.76,"$ 1.153.436,35","$ 640.183,95","$ 205.960,16","$ 12.106,36","$ 0,00"]
[12229,"Cable  3 N° 12 Sum e Instal**","ML",9531.42,"$ 4.798,00","$ 390,83","$ 4.342,59","$ 0,00","$ 0,00"]
[12576,"Cable  3 N° 12 Trenzado 75°C600v( Sum e Instal)**","ML",4733.42,"$ 0,00","$ 390,83","$ 4.342,59","$ 0,00","$ 0,00"]
[13701,"Cable  Cu 1#6","ML",13007.93,"$ 8.995,38","$ 191,07","$ 3.821,48","$ 0,00","$ 0,00"]
[12340,"Cable  de  20  Pares siliconado **","ML",11672.87,"$ 0,00","$ 555,85","$ 11.117,02","$ 0,00","$ 0,00"]
[15442,"CABLE  Duplex 2x20","ML",3821.48,"$ 0,00","$ 347,41","$ 3.474,07","$ 0,00","$ 0,00"]
[12095,"Cable 1#2 AWG (SUM+INST)","ML",35236.79,"$ 31.224,24","$ 191,07","$ 3.821,48","$ 0,00","$ 0,00"]
[15435,"Cable 2#10","ML",9464.77,"$ 6.728,94","$ 130,28","$ 2.605,55","$ 0,00","$ 0,00"]
[15436,"Cable 2#6","ML",21413.11,"$ 17.765,34","$ 173,70","$ 3.474,07","$ 0,00","$ 0,00"]
[17750,"Cable 2X18 polarizado retardante llama (SUMI INST)","ML",1875.99,"$ 0,00","$ 138,96","$ 1.737,03","$ 0,00","$ 0,00"]
[17691,"CABLE 2X18AWG APANTALLADO,LUTRON (SUM INS)","ML",2992.01,"$ 2.992,01","$ 0,00","$ 0,00","$ 0,00","$ 0,00"]
[15300,"Cable 3Nº4 AWG (Sum+Instal) Aluminio","ML",16121.66,"$ 10.650,00","$ 260,56","$ 5.211,10","$ 0,00","$ 0,00"]
[10686,"Cable 3x185 mm. 15 kV XLPE Aluminio - Suministro e Instalación","ML",149439.79999999999,"$ 115.446,03","$ 990,11","$ 33.003,66","$ 0,00","$ 0,00"]
[15443,"CABLE 3X2/0-Aluminio- XLPE-15KV M.T. (+Accesorios)","ML",132470.51999999999,"$ 123.524,79","$ 260,56","$ 8.685,17","$ 0,00","$ 0,00"]
[15342,"CABLE 3X2/0-Cu XLPE-15KV M.T. (Cables+Accesorios)","ML",74700.19,"$ 66.686,51","$ 157,13","$ 7.856,55","$ 0,00","$ 0,00"]
[15340,"CABLE 3X2/0-Cu XLPE-15KV M.T.+Terminal (Interc+Ins","ML",357622.68,"$ 349.609,00","$ 157,13","$ 7.856,55","$ 0,00","$ 0,00"]
[13312,"Cable Acero Galvanizado Malla Cerram.3/16\"(Sum+Ins","ML",12664.62,"$ 0,00","$ 248,33","$ 12.416,29","$ 0,00","$ 0,00"]
[11842,"Cable Al 1#2+1#2+1#6 THW 600 V 75°C","ML",9053.8799999999992,"$ 3.436,38","$ 267,50","$ 5.350,00","$ 0,00","$ 0,00"]
[11841,"Cable Al 2#2+1#2+1#6 THW 600 V 75°C","ML",9053.8799999999992,"$ 3.436,38","$ 267,50","$ 5.350,00","$ 0,00","$ 0,00"]
[11838,"Cable Al 3#1/0+1#2+1#4 THW 600 V 75°C","ML",38799.46,"$ 29.680,03","$ 434,26","$ 8.685,17","$ 0,00","$ 0,00"]
[11840,"Cable Al 3#2+1#2+1#6 THW 600 V 75°C","ML",26573.439999999999,"$ 17.454,01","$ 434,26","$ 8.685,17","$ 0,00","$ 0,00"]
[11839,"Cable Al 3#2+1#4+1#6 THW 600 V 75°C","ML",22760.51,"$ 17.143,01","$ 267,50","$ 5.350,00","$ 0,00","$ 0,00"]
[11837,"Cable Al 3#4/0+1#2/0+1#4 THW 600 V 75°C","ML",42261.46,"$ 33.142,03","$ 434,26","$ 8.685,17","$ 0,00","$ 0,00"]
[11843,"Cable Al 3#4+1#4+1#6 THW 600 V 75°C","ML",21827.51,"$ 16.210,01","$ 267,50","$ 5.350,00","$ 0,00","$ 0,00"]
[16577,"Cable Aluminio  3N°6 AWG (Suministro+instalación)","ML",8575.74,"$ 6.295,89","$ 108,56","$ 2.171,29","$ 0,00","$ 0,00"]
[16588,"Cable Aluminio  N°6  (Sum + Instalación)","ML",7576.57,"$ 3.928,80","$ 173,70","$ 3.474,07","$ 0,00","$ 0,00"]
[16696,"Cable Aluminio 1#2","ML",7585.99,"$ 3.938,22","$ 173,70","$ 3.474,07","$ 0,00","$ 0,00"]
[12093,"Cable Aluminio 1#4","ML",5871.08,"$ 3.656,76","$ 105,90","$ 2.108,42","$ 0,00","$ 0,00"]
[16697,"Cable Aluminio 1#6 AWG","ML",4806.1400000000003,"$ 2.070,31","$ 130,28","$ 2.605,55","$ 0,00","$ 0,00"]
[15339,"Cable Aluminio 15 KV, 3 # 2  XLPE 90°C (sum+inst)","ML",131035.08,"$ 122.827,59","$ 390,83","$ 7.816,66","$ 0,00","$ 0,00"]
[11203,"Cable Aluminio 2 N° 4 Sum e Instal**","ML",13045.21,"$ 7.313,00","$ 521,11","$ 5.211,10","$ 0,00","$ 0,00"]
[16586,"Cable Aluminio 2/0 THNN_600V (Sum+Insta)","ML",14693.85,"$ 9.039,80","$ 269,24","$ 5.384,81","$ 0,00","$ 0,00"]
[11202,"Cable Aluminio 3 N° 4 Sum e Instal**","ML",21282.39,"$ 11.225,36","$ 479,36","$ 9.577,67","$ 0,00","$ 0,00"]
[16449,"Cable Aluminio 350-MCM-THHW (Suministro+Instalac)","ML",21961.22,"$ 15.760,00","$ 295,30","$ 5.905,92","$ 0,00","$ 0,00"]
[16450,"Cable Aluminio 4/0 - AWG- 600V-75°C","ML",13694.17,"$ 9.864,01","$ 182,39","$ 3.647,77","$ 0,00","$ 0,00"]
[16587,"Cable Aluminio Aislado 1/0 THW (Suminist+Instalac)","ML",11566.46,"$ 6.094,80","$ 260,56","$ 5.211,10","$ 0,00","$ 0,00"]
[11294,"Cable AMP UTP  CAT-6","ML",3518.74,"$ 1.330,08","$ 104,22","$ 2.084,44","$ 0,00","$ 0,00"]
[18821,"cable ANTIFLAMA 2 X 18 para Sistema de Deteción de","ML",43175.27,"$ 25.147,32","$ 1.456,08","$ 16.501,83","$ 70,04","$ 0,00"]
[15634,"Cable Antiflama 2x16 AWG tipo FPLR - Suministro e instalación","ML",5827.51,"$ 2.179,74","$ 173,70","$ 3.474,07","$ 0,00","$ 0,00"]
[19146,"Cable Cat-6A comunicaciónes + tubería","ML",13450.51,"$ 8.094,84","$ 219,72","$ 3.474,07","$ 1.661,88","$ 0,00"]
[15302,"Cable Cobre # 2 AWG THHN  (sum+inst)","ML",33347.83,"$ 30.612,00","$ 130,28","$ 2.605,55","$ 0,00","$ 0,00"]
[18986,"CABLE COMUNICACIÓN (INCLUYE TUBERIA) CEFE COMETAS","ML",12880.61,"$ 8.275,52","$ 246,98","$ 3.498,05","$ 860,06","$ 0,00"]
[16009,"Cable Cu  # 1/0 THNN-90-600v AWG  (sum+instal)","ML",35789.96,"$ 33.054,13","$ 130,28","$ 2.605,55","$ 0,00","$ 0,00"]
[16010,"Cable Cu  # 4/0  THNN-AWG(sum+instalación)","ML",72180.929999999993,"$ 68.897,94","$ 156,33","$ 3.126,66","$ 0,00","$ 0,00"]
[13589,"Cable Cu  3#10 + 1#12 + 1#12","ML",18200.939999999999,"$ 14.006,00","$ 199,76","$ 3.995,18","$ 0,00","$ 0,00"]
[13590,"Cable Cu  3#12+1#12+1#12 AWG THHN SUM+INS","ML",12786.21,"$ 11.327,10","$ 69,48","$ 1.389,63","$ 0,00","$ 0,00"]
[13582,"Cable Cu  3#4/0+1#2/0+1#1/0 AWG THHN sum+ins","ML",278226.44,"$ 276.079,47","$ 62,53","$ 2.084,44","$ 0,00","$ 0,00"]
[16594,"Cable Cu  4 # 4/0  THNN-AWG(sum+instalación)","ML",280664.90000000002,"$ 273.369,35","$ 347,41","$ 6.948,14","$ 0,00","$ 0,00"]
[12099,"Cable Cu 1#10","ML",7361.41,"$ 4.495,30","$ 260,56","$ 2.605,55","$ 0,00","$ 0,00"]
[13593,"Cable Cu 1#10 + 1#10 + 1#10","ML",11570.28,"$ 9.564,00","$ 95,54","$ 1.910,74","$ 0,00","$ 0,00"]
[13705,"Cable Cu 1#10 AWG","ML",5848.24,"$ 3.477,18","$ 112,91","$ 2.258,15","$ 0,00","$ 0,00"]
[15851,"Cable Cu 1#12","ML",5023.46,"$ 2.287,63","$ 130,28","$ 2.605,55","$ 0,00","$ 0,00"]
[13592,"Cable Cu 1#12+1#12+1#12 AWG THHN sum+ins","ML",9805.68,"$ 6.796,26","$ 143,31","$ 2.866,11","$ 0,00","$ 0,00"]
[14251,"Cable Cu 1#4","ML",16746.96,"$ 12.734,41","$ 191,07","$ 3.821,48","$ 0,00","$ 0,00"]
[13702,"Cable Cu 1#8 AWG (Sum+Inst)","ML",8069.41,"$ 5.333,58","$ 130,28","$ 2.605,55","$ 0,00","$ 0,00"]
[11824,"Cable Cu 15 KV, 3 # 2  XLPE 90°C (sum+inst)","ML",8991.8700000000008,"$ 784,38","$ 390,83","$ 7.816,66","$ 0,00","$ 0,00"]
[13591,"Cable Cu 2#10 + 1#10 + 1#10","ML",17311.72,"$ 12.752,00","$ 217,13","$ 4.342,59","$ 0,00","$ 0,00"]
[9012,"CABLE Cu 2#8 + 1#10 T EMT 1\" Fontanar**","ML",0,"$ 0,00","$ 0,00","$ 0,00","$ 0,00","$ 0,00"]
[11965,"CABLE Cu 2#8 + 1#10 T EMT 1\" Fontanar**","ML",65219.94,"$ 25.782,30","$ 3.585,24","$ 35.852,40","$ 0,00","$ 0,00"]
[13584,"Cable Cu 3#1/0 + 1#2 + 1#4","ML",147151.45000000001,"$ 138.032,02","$ 434,26","$ 8.685,17","$ 0,00","$ 0,00"]
[12297,"CABLE Cu 3#10 +1#10 + 1#10 T","ML",59359.8,"$ 14.075,30","$ 4.116,77","$ 41.167,73","$ 0,00","$ 0,00"]
[9009,"CABLE Cu 3#2 + 1#4 + 1#8 T EMT 2\" Fontanar**","ML",0,"$ 0,00","$ 0,00","$ 0,00","$ 0,00","$ 0,00"]
[11962,"CABLE Cu 3#2 + 1#4 + 1#8 T EMT 2\" Fontanar**","ML",184594.53,"$ 137.399,29","$ 4.290,48","$ 42.904,76","$ 0,00","$ 0,00"]
[13583,"Cable Cu 3#2/0 + 1#1/0 + 1#2","ML",195493.44,"$ 186.374,01","$ 434,26","$ 8.685,17","$ 0,00","$ 0,00"]
[9010,"CABLE Cu 3#4 + 1#6 + 1#8 T EMT 2\" Fontanar**","ML",0,"$ 0,00","$ 0,00","$ 0,00","$ 0,00","$ 0,00"]
[11963,"CABLE Cu 3#4 + 1#6 + 1#8 T EMT 2\" Fontanar**","ML",125954.14,"$ 79.179,27","$ 4.252,26","$ 42.522,61","$ 0,00","$ 0,00"]
[9011,"CABLE Cu 3#6 + 1#8 + 1#10 T EMT 1\" Fontanar**","ML",0,"$ 0,00","$ 0,00","$ 0,00","$ 0,00","$ 0,00"]
[11964,"CABLE Cu 3#6 + 1#8 + 1#10 T EMT 1\" Fontanar**","ML",94596.87,"$ 46.274,30","$ 4.392,96","$ 43.929,61","$ 0,00","$ 0,00"]
[12386,"CABLE Cu 3#6 +1# 8","ML",36224.78,"$ 32.403,30","$ 347,41","$ 3.474,07","$ 0,00","$ 0,00"]
[12295,"CABLE Cu 3#6 Acometida Archivo**","ML",46208.69,"$ 27.101,30","$ 1.737,04","$ 17.370,35","$ 0,00","$ 0,00"]
[12298,"CABLE Cu 3#8 (suministro+instalacion) **","ML",36320.69,"$ 17.213,30","$ 1.737,04","$ 17.370,35","$ 0,00","$ 0,00"]
[11961,"CABLE Cu 3#8 + 1#10 + 1#10 T EMT 1\"","ML",79560.800000000003,"$ 34.276,30","$ 4.116,77","$ 41.167,73","$ 0,00","$ 0,00"]
[9008,"CABLE Cu 3#8 + 1#10 + 1#10 T EMT 1\" Fontanar**","ML",0,"$ 0,00","$ 0,00","$ 0,00","$ 0,00","$ 0,00"]
[13588,"Cable Cu 3#8 + 1#10 + 1#12","ML",29552.43,"$ 20.433,00","$ 434,26","$ 8.685,17","$ 0,00","$ 0,00"]
[12255,"CABLE Cu 4#4 (2 FASES+N+T) **","ML",58638.81,"$ 51.343,26","$ 347,41","$ 6.948,14","$ 0,00","$ 0,00"]
[12254,"CABLE Cu 4#4 AWG (2F+N+T) **","ML",0,"$ 0,00","$ 0,00","$ 0,00","$ 0,00","$ 0,00"]
[12096,"Cable Cu aislado 4 N° 8 (suminis y mano de obra)","ML",21034.78,"$ 17.213,30","$ 347,41","$ 3.474,07","$ 0,00","$ 0,00"]
[16007,"Cable Cu desnudo # 1/0 AWG  (sum+instal)","ML",34489.46,"$ 31.753,63","$ 130,28","$ 2.605,55","$ 0,00","$ 0,00"]
[11769,"Cable Cu desnudo # 2 AWG inst internas (sum+inst)","UN",20235.21,"$ 17.499,38","$ 130,28","$ 2.605,55","$ 0,00","$ 0,00"]
[13329,"Cable Cu desnudo # 2/0 AWG inst internas (sum+inst","ML",39213.07,"$ 36.477,24","$ 130,28","$ 2.605,55","$ 0,00","$ 0,00"]
[11770,"Cable Cu desnudo # 2/0 enterrado (sum+inst)","ML",52766.879999999997,"$ 44.559,39","$ 390,83","$ 7.816,66","$ 0,00","$ 0,00"]
[12595,"CABLE Cu Duplex N°12","ML",8323.48,"$ 4.502,00","$ 347,41","$ 3.474,07","$ 0,00","$ 0,00"]
[17145,"Cable Cu No. 2/0 AWG desnudo","ML",49584.09,"$ 34.993,00","$ 694,81","$ 13.896,28","$ 0,00","$ 0,00"]
[13111,"CABLE Cu RG59 Amaerican( Suministro e instalación)","ML",2681.11,"$ 0,00","$ 127,67","$ 2.553,44","$ 0,00","$ 0,00"]
[17088,"Cable de alum.1/0 AWG aisl. para equipot. en cubie","UN",323108.46999999997,"$ 5.535,00","$ 15.122,55","$ 302.450,92","$ 0,00","$ 0,00"]
[15243,"CABLE DE ALUMINIO  (4X2/0) THHN-600V","ML",50349.71,"$ 33.920,00","$ 478,54","$ 15.951,17","$ 0,00","$ 0,00"]
[15244,"CABLE DE ALUMINIO  2(4X2/0) THHN-600V)","ML",102881.87,"$ 67.840,00","$ 1.020,64","$ 34.021,23","$ 0,00","$ 0,00"]
[17091,"Cable de Aluminio 1/0 AWG Aislad. (inc. accesorios","UN",11006.66,"$ 5.535,00","$ 260,56","$ 5.211,10","$ 0,00","$ 0,00"]
[16825,"Cable de aluminio 1/0 AWG Aislado para aquipotenci","UN",30940.87,"$ 5.535,00","$ 1.209,80","$ 24.196,07","$ 0,00","$ 0,00"]
[20651,"CABLE DE ALUMINIO 4/O SERIE 8000","ML",25615.71,"$ 14.088,75","$ 548,90","$ 10.978,06","$ 0,00","$ 0,00"]
[15242,"CABLE DE ALUMINIO DESNUDO ACSR (3X2/0) AWG+ACCESOR","ML",27731.33,"$ 19.639,08","$ 235,70","$ 7.856,55","$ 0,00","$ 0,00"]
[12339,"Cable de Belden de 1 Par**","ML",3465.39,"$ 0,00","$ 165,02","$ 3.300,37","$ 0,00","$ 0,00"]
[15501,"Cable de Cobre 1#10","ML",6931.41,"$ 3.283,64","$ 173,70","$ 3.474,07","$ 0,00","$ 0,00"]
[15502,"Cable de Cobre 1#10  (Instalación)","ML",2814.34,"$ 0,26","$ 184,55","$ 2.629,53","$ 0,00","$ 0,00"]
[12094,"Cable de Cobre 1#6","ML",12623.33,"$ 8.856,20","$ 245,34","$ 3.498,05","$ 23,74","$ 0,00"]
[12336,"Cable de Cobre 1#8","ML",9108.83,"$ 5.461,06","$ 173,70","$ 3.474,07","$ 0,00","$ 0,00"]
[16725,"Cable de Cobre 2#12 (Suministro+Instalación)","ML",10046.92,"$ 4.575,26","$ 260,56","$ 5.211,10","$ 0,00","$ 0,00"]
[17093,"Cable de Cobre Desnudo 1/0 AWG","UN",43064.95,"$ 30.362,01","$ 604,90","$ 12.098,04","$ 0,00","$ 0,00"]
[18449,"CABLE DE CONTROL DIM 2X16AWG 0-10V","UN",48636.98,"$ 0,00","$ 0,00","$ 48.636,98","$ 0,00","$ 0,00"]
[17788,"Cable de control en 3 No 10 (Fase) y tubería EMT","UN",37278.01,"$ 22.715,00","$ 952,72","$ 13.610,29","$ 0,00","$ 0,00"]
[18450,"CABLE DE CONTROL TABLERO - CABLE UTP CATEGORIA 5V","UN",1737.03,"$ 0,00","$ 0,00","$ 1.737,03","$ 0,00","$ 0,00"]
[14955,"Cable de Fibra 12 Fibres -140 M (SUMI INST)","UN",438601.32,"$ 0,00","$ 4.342,59","$ 434.258,73","$ 0,00","$ 0,00"]
[17148,"Cable de Fibra 12 Fibres -200 M (SUMI INST)","UN",438601.32,"$ 0,00","$ 4.342,59","$ 434.258,73","$ 0,00","$ 0,00"]
[17149,"Cable de Fibra 12 Fibres -230 M (SUMI INST)","UN",438601.32,"$ 0,00","$ 4.342,59","$ 434.258,73","$ 0,00","$ 0,00"]
[17150,"Cable de Fibra 12 Fibres -270 M (SUMI INST)","UN",438601.32,"$ 0,00","$ 4.342,59","$ 434.258,73","$ 0,00","$ 0,00"]
[17736,"Cable de incendio 2X16 Honeywell (SUMI INST)","ML",3926.14,"$ 2.137,00","$ 52,11","$ 1.737,03","$ 0,00","$ 0,00"]
[13144,"Cable de Neopreno 2x18 Teléfonos (Sum e Instalac)*","ML",3504.26,"$ 0,00","$ 551,30","$ 2.952,96","$ 0,00","$ 0,00"]
[17499,"CABLE DESNUDO 2/0 EN Cu","ML",48974.05,"$ 40.275,85","$ 13,03","$ 8.685,17","$ 0,00","$ 0,00"]
[13247,"Cable Encauchetado 2x16 (Sum e Instalación).","ML",5340.02,"$ 250,47","$ 208,44","$ 4.168,88","$ 712,23","$ 0,00"]
[13595,"Cable Encauchetado 2x18 (Sum e Instalación).","ML",4222.04,"$ 2.450,27","$ 34,74","$ 1.737,03","$ 0,00","$ 0,00"]
[13133,"Cable Encauchetado 2x8 (Sum e Instalación).","ML",5089.55,"$ 0,00","$ 208,44","$ 4.168,88","$ 712,23","$ 0,00"]
[13598,"Cable Encauchetado 3 x10 (Sum + Instalación).","ML",4377.32,"$ 0,00","$ 208,44","$ 4.168,88","$ 0,00","$ 0,00"]
[13597,"Cable Encauchetado 3 x12 (Sum e Instalación).","ML",13371.24,"$ 9.541,08","$ 182,39","$ 3.647,77","$ 0,00","$ 0,00"]
[13596,"Cable Encauchetado 3 x14 (Sum e Instalación).","ML",8875.61,"$ 6.742,20","$ 62,14","$ 2.071,27","$ 0,00","$ 0,00"]
[16824,"Cable encauchetado 3N14 Cu (SUMI INST)","UN",26708.39,"$ 16.981,00","$ 1.042,22","$ 8.685,17","$ 0,00","$ 0,00"]
[17124,"Cable F/UTP categoría 6A blindado (SUMI INST)","ML",2469.7399999999998,"$ 1.933,00","$ 15,63","$ 521,11","$ 0,00","$ 0,00"]
[17115,"Cable HDMI 4K 15m (SUMI INST)","UN",99671.039999999994,"$ 74.623,00","$ 729,55","$ 24.318,49","$ 0,00","$ 0,00"]
[12097,"Cable multiconductor portátil 4X10 Cu aislado","ML",5128.78,"$ 1.307,30","$ 347,41","$ 3.474,07","$ 0,00","$ 0,00"]
[12098,"Cable multiconductor portátil 4X8 Cu aislado","ML",5128.78,"$ 1.307,30","$ 347,41","$ 3.474,07","$ 0,00","$ 0,00"]
[17037,"Cable Nº 8 AWG desnudo (SUMI+INST)","UN",1789.14,"$ 0,00","$ 52,11","$ 1.737,03","$ 0,00","$ 0,00"]
[13774,"Cable telefónico 10 pares (Exterior)","ML",4559.72,"$ 0,00","$ 217,13","$ 4.342,59","$ 0,00","$ 0,00"]
[13773,"Cable telefónico 10 pares (Interior)","ML",4559.72,"$ 0,00","$ 217,13","$ 4.342,59","$ 0,00","$ 0,00"]
[15034,"Cable Telefónico 50 pares Interior","ML",14421.97,"$ 9.862,25","$ 217,13","$ 4.342,59","$ 0,00","$ 0,00"]
[13401,"Cable Telefónico CABLE 2Nº22 **","ML",2699.35,"$ 0,00","$ 128,54","$ 2.570,81","$ 0,00","$ 0,00"]
[12338,"Cable Telefónico de  2 Pares **","ML",2699.35,"$ 0,00","$ 128,54","$ 2.570,81","$ 0,00","$ 0,00"]
[17661,"CABLE UTP 4 PARES CATEGORIA 6A","ML",5647.55,"$ 2.171,74","$ 1,74","$ 3.474,07","$ 0,00","$ 0,00"]
[12863,"Cable UTP CAT-5***","ML",6146.49,"$ 3.119,59","$ 338,72","$ 2.258,15","$ 430,03","$ 0,00"]
[17776,"Cable UTP categoria 5e (SUMI INST)","ML",3285.17,"$ 2.738,00","$ 26,06","$ 521,11","$ 0,00","$ 0,00"]
[17749,"Cable UTP categoría 6 (SUMI INST)","ML",2689.28,"$ 2.090,00","$ 78,17","$ 521,11","$ 0,00","$ 0,00"]
[15297,"Cable XPLE Aluminio 3x120 mm2 15 KV CDRC Cometas","ML",121789.33,"$ 103.550,46","$ 868,52","$ 17.370,35","$ 0,00","$ 0,00"]
[18995,"CABLE2x18AWG INSTRUMENTAC APANTALLAM CEFE COMETAS","ML",5719.48,"$ 3.009,88","$ 88,53","$ 1.761,01","$ 860,06","$ 0,00"]
[18991,"CABLE3x16 AWG POLIFUNCIONAL+1 x12 AWG CEFE COMETAS","ML",7614.75,"$ 4.374,92","$ 231,73","$ 1.761,01","$ 1.247,09","$ 0,00"]
[18517,"CABLEADO GLOBAL","UN",17735.47,"$ 0,00","$ 347,75","$ 17.387,72","$ 0,00","$ 0,00"]
[17539,"CABLEADO PARA INST Y CONTROL 2X18 AWG  SUM E INST","ML",2737.82,"$ 23,80","$ 47,59","$ 2.379,74","$ 286,69","$ 0,00"]
[13801,"CableDuplex 2x10 AWG (S+I)trab.gran  Altura)","ML",11039,"$ 18,43","$ 1.577,98","$ 8.582,53","$ 860,06","$ 0,00"]
[13800,"CableFibraOptica2x12HilosMultimodo50/125GranAltura","ML",26706.19,"$ 15.386,51","$ 2.743,92","$ 7.142,32","$ 1.433,44","$ 0,00"]
[12766,"CABLES 1#1/0 + 1#2 EN TUBERIA PVC CONDUIT 2\"","ML",60873.2,"$ 48.106,00","$ 607,96","$ 12.159,24","$ 0,00","$ 0,00"]
[18371,"CABLES DE POSTENSADO LOSAS VIGAS DE PUENTES CDRC","ML",0,"$ 0,00","$ 0,00","$ 0,00","$ 0,00","$ 0,00"]
[18369,"CABLES DE POSTENSADO PARA VIGAS DE FACHADA CDRC","ML",0,"$ 0,00","$ 0,00","$ 0,00","$ 0,00","$ 0,00"]
[14616,"CADENA GALVA COLUMPIO M-5 3/8\" (SUM + INST)","UN",83925.11,"$ 59.002,71","$ 7.111,44","$ 10.242,40","$ 7.568,56","$ 0,00"]
[12401,"Cadena Galvan.3/8\"(1.5-2.0m) (Suministro)-STPM**","UN",56850,"$ 56.850,00","$ 0,00","$ 0,00","$ 0,00","$ 0,00"]
[12942,"Cadena Galvanizada 1/4\" (Desmonte ) -STPM**","UN",2571.37,"$ 0,00","$ 122,45","$ 2.448,92","$ 0,00","$ 0,00"]
[12943,"Cadena Galvanizada 1/4\"- (Instalación) STPM","UN",14079.82,"$ 0,00","$ 5.824,75","$ 7.610,02","$ 645,05","$ 0,00"]
[13316,"Cadena Galvanizada 1/4\" (Suministro) -STPM","UN",14900,"$ 14.900,00","$ 0,00","$ 0,00","$ 0,00","$ 0,00"]
[12944,"Cadena Galvanizada 1/4\"-STPM   Suministro","UN",14900,"$ 14.900,00","$ 0,00","$ 0,00","$ 0,00","$ 0,00"]
[14725,"CADENA GALVANIZADA DE 1/4    (SUM + INST)","UN",28979.82,"$ 14.900,00","$ 5.824,75","$ 7.610,02","$ 645,05","$ 0,00"]
[14882,"CADENA GALVANIZADA DE 1/4(DESM+SUM+INST)","UN",31551.19,"$ 14.900,00","$ 5.947,20","$ 10.058,94","$ 645,05","$ 0,00"]
[14783,"CADENAS GALVA COLUMPI0 M-5; 3/8\"(DESM+SUM+INST)","UN",94102.51,"$ 59.002,71","$ 11.655,52","$ 15.875,72","$ 7.568,56","$ 0,00"]
[11667,"Caisson ( solo relleno de concreto 3000psi) d=1.2","ML",771375.66,"$ 750.632,74","$ 5.789,09","$ 14.953,83","$ 0,00","$ 0,00"]
[18486,"Caisson (AnilloConcret+ciclopeo relleno d=1.2 CDRC","ML",996087.27,"$ 532.990,79","$ 42.344,71","$ 311.193,11","$ 109.558,67","$ 0,00"]
[11152,"Caisson (AnilloConcret+ciclopeo relleno) d=1.2 **","ML",999199.21,"$ 529.878,86","$ 48.568,58","$ 311.193,11","$ 109.558,67","$ 0,00"]
[18483,"Caisson (AnilloConcret+ciclopeo relleno) d=1.2 **","ML",999199.21,"$ 529.878,86","$ 48.568,58","$ 311.193,11","$ 109.558,67","$ 0,00"]
[12133,"Caisson (AnilloConcret+ciclopeo relleno) d=1.3 **","ML",1146316.71,"$ 565.886,48","$ 56.026,56","$ 369.977,51","$ 154.426,17","$ 0,00"]
[15649,"Caisson (AnilloConcret+grav)d=1.2chimenea filtrant","ML",768682.58,"$ 450.371,99","$ 39.854,80","$ 210.853,01","$ 67.602,79","$ 0,00"]
[19205,"Caisson (ExcavManual+Anillo Concreto) d=1.30COMETA","ML",726934.27,"$ 326.541,70","$ 46.269,60","$ 249.082,38","$ 105.040,60","$ 0,00"]
[11676,"Caisson relleno (Concret 3000psi bombeado) d=1.20 *","M3",567705.41,"$ 451.999,22","$ 63.323,73","$ 52.382,47","$ 0,00","$ 0,00"]
[15240,"Caisson relleno (Concret 4000psi bombeado) d=1.2 *","M3",594610.75,"$ 502.759,37","$ 61.988,08","$ 29.863,30","$ 0,00","$ 0,00"]
[19153,"Caisson(Excavación+AnilloConcret) d=1.3 CEFE COMET","ML",726934.27,"$ 326.541,70","$ 46.269,60","$ 249.082,38","$ 105.040,60","$ 0,00"]
[14950,"CAJA (30X20X12CM)INCRUST- PARA  AUTOMÁTICO INDUST.","UN",136426.72,"$ 0,00","$ 2.675,03","$ 133.751,69","$ 0,00","$ 0,00"]
[1009,"CAJA AMPLIFICADOR T.V.","UN",41112.54,"$ 0,00","$ 1.957,74","$ 39.154,80","$ 0,00","$ 0,00"]
[17493,"CAJA CON BREAKER INDUSTRIAL ASCENSORES","UN",122990.75,"$ 1.215,92","$ 182,39","$ 121.592,44","$ 0,00","$ 0,00"]
[13225,"CAJA D/PASO 28X28X15cm INCL. BARRAJES **","UN",964402.37,"$ 947.032,02","$ 0,00","$ 17.370,35","$ 0,00","$ 0,00"]
[18630,"caja de aforo y muestras","UN",544492.56999999995,"$ 286.061,86","$ 19.143,02","$ 239.287,69","$ 0,00","$ 0,00"]
[12607,"Caja de cambio de nivel según norma AE-287-1","UN",1320847.46,"$ 1.143.005,00","$ 6.079,62","$ 121.592,44","$ 50.170,40","$ 0,00"]
[10728,"Caja de inspeccion (0.40x0.40m-Externo) h=1.0 **","UN",288472.17,"$ 152.092,31","$ 2.579,03","$ 121.492,26","$ 12.308,57","$ 0,00"]
[14451,"Caja de inspeccion (0.40x0.40m-Interno) h=1.0 **","UN",301821.48,"$ 171.667,12","$ 2.419,77","$ 104.952,15","$ 22.782,43","$ 0,00"]
[15134,"Caja de inspeccion .40x.40 h=0.60+Excav(ESPEC/IDRD","UN",310969.03999999998,"$ 213.416,62","$ 1.758,70","$ 71.062,01","$ 24.731,70","$ 0,00"]
[10300,"Caja de inspeccion .50x.50 h=1.0 **","UN",419479.54,"$ 263.250,57","$ 283,44","$ 133.729,07","$ 22.216,44","$ 0,00"]
[15089,"Caja de inspeccion .50x.50 h=1.0+Excav(ESPEC/IDRD)","UN",491387.52,"$ 311.286,15","$ 3.199,38","$ 120.573,81","$ 56.328,16","$ 0,00"]
[10301,"Caja de inspeccion .60x.60 h=1.0 **","UN",495647.1,"$ 316.045,52","$ 3.332,71","$ 147.850,78","$ 28.418,10","$ 0,00"]
[14486,"Caja de inspeccion .60x.60 h=1.0+Excav(ESPEC/IDRD)","UN",580685.06000000006,"$ 398.757,71","$ 3.228,76","$ 121.403,83","$ 57.294,76","$ 0,00"]
[10963,"Caja de inspeccion .70x.70 h=1.0  **","UN",551211.88,"$ 351.203,90","$ 3.638,21","$ 153.733,72","$ 42.636,05","$ 0,00"]
[14487,"Caja de inspeccion .70x.70 h=1.0+Exac(ESPEC/IDRD)","UN",642986.91,"$ 440.851,02","$ 3.544,78","$ 127.848,18","$ 70.742,90","$ 0,00"]
[10548,"Caja de inspeccion .80x.80 h=1.0**","UN",658116.56999999995,"$ 406.767,13","$ 6.365,08","$ 184.933,50","$ 60.050,86","$ 0,00"]
[14488,"Caja de inspeccion .80x.80 h=1.0+ExcaV(ESPEC/IDRD)","UN",684423.15,"$ 459.957,86","$ 3.893,04","$ 134.781,97","$ 85.790,25","$ 0,00"]
[15090,"Caja de inspeccion .80x.80 h=1.5+ExcaV(ESPEC/IDRD","UN",936965.76,"$ 607.548,48","$ 5.695,62","$ 190.600,18","$ 133.121,45","$ 0,00"]
[10690,"Caja de inspeccion .80x.80 h=1.50+Excavac **","UN",869065.45,"$ 569.034,77","$ 10.106,88","$ 194.148,42","$ 95.775,41","$ 0,00"]
[10822,"Caja de inspeccion .80x.80 h=1.60 **","UN",979010.88,"$ 641.489,16","$ 11.380,75","$ 209.378,44","$ 116.762,54","$ 0,00"]
[12716,"Caja de Inspección 120x120x120**","UN",1292664.17,"$ 651.691,69","$ 10.467,45","$ 358.274,14","$ 272.230,88","$ 0,00"]
[15286,"Caja de Inspección 120x120x120+Exca(ESPECIFIC-IDRD","UN",1291012.3400000001,"$ 915.915,80","$ 6.511,25","$ 229.583,05","$ 139.002,21","$ 0,00"]
[18525,"CAJA DE INSPECCION CODENSA CS-274","UN",774490.53,"$ 577.837,56","$ 13.395,86","$ 178.611,41","$ 4.645,70","$ 0,00"]
[18524,"CAJA DE INSPECCION CODENSA CS-275","UN",1089075.26,"$ 784.879,79","$ 20.898,82","$ 278.650,95","$ 4.645,70","$ 0,00"]
[18522,"CAJA DE INSPECCION CODENSA CS-276","UN",2036516.05,"$ 1.584.260,76","$ 31.228,58","$ 416.381,01","$ 4.645,70","$ 0,00"]
[17506,"CAJA DE INSPECCIÓN DE 30X30X30 CM MAMPOSTERIA","UN",325530.46000000002,"$ 132.622,30","$ 506,52","$ 176.172,22","$ 16.229,41","$ 0,00"]
[17457,"CAJA DE INSPECCION DOBLE CS276 - EXCAVACION Y CONSTRUC ","UN",2703636.54,"$ 1.517.743,44","$ 13.201,26","$ 881.022,92","$ 291.668,90","$ 0,00"]
[14489,"Caja de Inspección100x100x100+Exca(ESPECIFIC-IDRD)","UN",892159.61,"$ 605.697,56","$ 4.899,81","$ 161.655,78","$ 119.906,43","$ 0,00"]
[17678,"CAJA DE MAMPOSTERIA  SENCILLA ETB","UN",718967.74,"$ 448.893,01","$ 2.836,75","$ 262.109,90","$ 5.128,08","$ 0,00"]
[806,"CAJA DE PASO 40x.40x.40(Mampost+Subbase)","UN",125513.73,"$ 75.058,26","$ 2,47","$ 48.022,50","$ 2.430,50","$ 0,00"]
[13156,"CAJA DE PASO ELECTRICA 20X25 **","UN",27720.31,"$ 9.481,44","$ 868,52","$ 17.370,35","$ 0,00","$ 0,00"]
[12394,"CAJA DE PASO ELECTRICA 30X30X15 EN ALTURA","UN",111745.75,"$ 34.578,00","$ 12.028,94","$ 65.138,81","$ 0,00","$ 0,00"]
[16518,"CAJA DE PASO ELECTRICA 40X40","UN",186742.08,"$ 113.786,61","$ 3.474,07","$ 69.481,40","$ 0,00","$ 0,00"]
[18248,"CAJA DE PASO ELECTRICA CRDC","UN",27720.31,"$ 9.481,44","$ 868,52","$ 17.370,35","$ 0,00","$ 0,00"]
[17531,"Caja de paso electrica plastica Piscina","UN",89533.22,"$ 869,25","$ 1.738,51","$ 86.925,46","$ 0,00","$ 0,00"]
[11423,"Caja de Registro 20x20x20 8(INSTALACIÓN)","UN",21248.26,"$ 15.639,46","$ 340,75","$ 3.596,61","$ 1.671,43","$ 0,00"]
[12159,"Caja de Registro 40x20x20","UN",50080.03,"$ 14.160,67","$ 1.710,45","$ 34.208,91","$ 0,00","$ 0,00"]
[17516,"CAJA DE REGISTRO DE 220X175X150 mm","UN",87850.55,"$ 868,52","$ 130,28","$ 86.851,75","$ 0,00","$ 0,00"]
[12341,"CAJA DE STRIP TELEFONICO Y REGLETA 20 PARES","UN",47636.4,"$ 0,00","$ 2.696,40","$ 44.940,00","$ 0,00","$ 0,00"]
[17901,"CAJA DE SUMINISTRO E INSTALACIÓN VENTILADOR CENTRÍ","UN",201062.5,"$ 35.404,00","$ 24.418,39","$ 128.405,82","$ 12.834,29","$ 0,00"]
[17889,"CAJA DE VENTILACION EN LINEA CENTRIFUGO ALETAS INC","UN",205621.48,"$ 35.404,00","$ 28.977,37","$ 128.405,82","$ 12.834,29","$ 0,00"]
[17891,"CAJA DE VENTILACION EN LINEA CENTRIFUGO ALETAS INC","UN",207465.08,"$ 35.404,00","$ 30.820,97","$ 128.405,82","$ 12.834,29","$ 0,00"]
[17895,"CAJA DE VENTILACION EN LINEA CENTRIFUGO ALETAS INC","UN",207465.08,"$ 35.404,00","$ 30.820,97","$ 128.405,82","$ 12.834,29","$ 0,00"]
[18183,"CAJA DE VENTILACION EN LINEA CENTRIFUGO ALETAS INC","UN",207465.08,"$ 35.404,00","$ 30.820,97","$ 128.405,82","$ 12.834,29","$ 0,00"]
[18185,"CAJA DE VENTILACION EN LINEA CENTRIFUGO ALETAS INC","UN",207465.08,"$ 35.404,00","$ 30.820,97","$ 128.405,82","$ 12.834,29","$ 0,00"]
[18184,"CAJA DE VENTILACIÓN EN LINEA CENTRIFUGO ALETAS INC","UN",207465.08,"$ 35.404,00","$ 30.820,97","$ 128.405,82","$ 12.834,29","$ 0,00"]
[10622,"Caja doble para conexion medidor (1.8x1x1)**","UN",1224606.7,"$ 874.051,74","$ 0,00","$ 337.343,76","$ 13.211,21","$ 0,00"]
[12346,"CAJA ELECT. 10X10X10","UN",33251.01,"$ 4.896,01","$ 1.605,00","$ 26.750,00","$ 0,00","$ 0,00"]
[13114,"CAJA ELECT. DE PASO TAPA BISAGRA 15X15X10","UN",31177.32,"$ 20.234,00","$ 521,11","$ 10.422,21","$ 0,00","$ 0,00"]
[12344,"CAJA ELECT. DE PASO TAPA BISAGRA 20X20X15","UN",40125.5,"$ 0,00","$ 3.647,77","$ 36.477,73","$ 0,00","$ 0,00"]
[15321,"CAJA ELECT. EMPOT . TAPA BISAGRA 20X20X20 CM","UN",40125.5,"$ 0,00","$ 3.647,77","$ 36.477,73","$ 0,00","$ 0,00"]
[10162,"Caja electrica  Muro Doble  CS 275 Codensa **","UN",2586699.33,"$ 1.625.619,95","$ 23.096,02","$ 571.454,85","$ 366.528,51","$ 0,00"]
[10474,"Caja electrica  MuroDoble  CS 276 Codensa **","UN",3397068.98,"$ 2.215.940,34","$ 27.812,17","$ 697.557,74","$ 455.758,71","$ 0,00"]
[10563,"Caja electrica de inspección  AP  274 Codensa **","UN",635346.30000000005,"$ 393.105,89","$ 5.104,41","$ 166.032,60","$ 71.103,41","$ 0,00"]
[11860,"Caja en fundic. de AI IP 55 para breaker 50x40x20","UN",124753.85,"$ 0,00","$ 0,00","$ 124.753,85","$ 0,00","$ 0,00"]
[13159,"Caja galvanizada 5800 **","UN",6558.48,"$ 2.737,00","$ 347,41","$ 3.474,07","$ 0,00","$ 0,00"]
[16745,"Caja Inspección (0.50x0.50m) Hprom=0.32m (Inc.Exca","UN",282843.53000000003,"$ 206.478,38","$ 3.389,91","$ 61.759,94","$ 11.215,30","$ 0,00"]
[16746,"Caja Inspección (0.50x0.50m) Hprom=0.47m (Inc.Ex","UN",319722.14,"$ 239.083,58","$ 3.589,53","$ 65.320,93","$ 11.728,11","$ 0,00"]
[16744,"Caja Inspección (0.60x0.60m) Hprom=0.74m (Inc.Exca","UN",445595.12,"$ 333.511,88","$ 5.090,77","$ 95.777,17","$ 11.215,30","$ 0,00"]
[16742,"Caja Inspección (1.0x1.0m) Hprom=1.55m (Inc. .Exca","UN",1001126.17,"$ 755.993,04","$ 11.480,82","$ 229.616,32","$ 4.035,99","$ 0,00"]
[16743,"Caja Inspección (1.0x1.0m) Hprom=2.25m (Inc.Excava","UN",1379182.84,"$ 973.318,30","$ 19.134,69","$ 382.693,86","$ 4.035,99","$ 0,00"]
[44,"CAJA INSPECCION .40x.40x.40","UN",282927.58,"$ 196.790,55","$ 164,10","$ 73.173,86","$ 12.799,06","$ 0,00"]
[45,"CAJA INSPECCION .50x.50x.50","UN",321332.21000000002,"$ 215.357,15","$ 283,44","$ 84.526,42","$ 21.165,18","$ 0,00"]
[12473,"CAJA INSPECCION .60x.60 H=0.30m Concreto.","UN",406184.58,"$ 178.408,49","$ 42.509,00","$ 182.533,19","$ 2.733,91","$ 0,00"]
[46,"CAJA INSPECCION .60x.60x.60","UN",360425.53,"$ 263.632,38","$ 0,00","$ 93.296,44","$ 3.496,71","$ 0,00"]
[12491,"CAJA INSPECCION .60x.60x.60 (Inc. Excavac.)","UN",406828.02,"$ 274.886,33","$ 5.145,37","$ 94.553,41","$ 32.242,91","$ 0,00"]
[38,"CAJA INSPECCION .70x.70x.70 (Inc. Excavac.)","UN",442105.23,"$ 295.377,49","$ 596,71","$ 100.496,00","$ 45.635,02","$ 0,00"]
[11654,"CAJA INSPECCION .80x.80x.7O","UN",514659.01,"$ 386.064,15","$ 5.712,10","$ 114.241,95","$ 8.640,81","$ 0,00"]
[12490,"CAJA INSPECCION .80x.80x.80","UN",511809.28000000003,"$ 349.817,04","$ 507,21","$ 123.135,80","$ 38.349,23","$ 0,00"]
[47,"CAJA INSPECCION .80x.80x.8O-(Inc. Excavación)","UN",534992.69999999995,"$ 339.610,84","$ 813,02","$ 132.837,94","$ 61.730,90","$ 0,00"]
[692,"CAJA INSPECCION .90x.90x.90","UN",713772.08,"$ 505.741,24","$ 0,00","$ 196.335,62","$ 11.695,22","$ 0,00"]
[48,"CAJA INSPECCION 100x100x100 + Excavación","UN",691630.24,"$ 427.886,18","$ 1.268,01","$ 170.977,84","$ 91.498,19","$ 0,00"]
[10658,"Caja Inspección 120x120x200 interior  sin exc**","UN",797618.37,"$ 625.543,48","$ 0,00","$ 168.741,63","$ 3.333,25","$ 0,00"]
[11336,"CAJA INSPECCION 200x200x100","UN",1130023.74,"$ 862.263,85","$ 0,00","$ 247.760,39","$ 19.999,51","$ 0,00"]
[43,"CAJA INSPECCION FIBRIT h=30. TR.LIV.","UN",36074.720000000001,"$ 1.010,72","$ 0,00","$ 35.064,00","$ 0,00","$ 0,00"]
[42,"CAJA INSPECCION FIBRIT h=50  TR.PES.","UN",58866.32,"$ 1.010,72","$ 0,00","$ 57.855,60","$ 0,00","$ 0,00"]
[13537,"CAJA INSPECCION varias medidas STP **","M3",551249.72,"$ 309.989,50","$ 0,00","$ 236.141,76","$ 5.118,46","$ 0,00"]
[14517,"CAJA INSPECCION(.60x.60x.60) ESPEC-IDRD","UN",429582.94,"$ 318.386,94","$ 1.926,28","$ 68.044,56","$ 41.225,16","$ 0,00"]
[14518,"CAJA INSPECCION(.80x.80x.80) ESPEC-IDRD","UN",596923.49,"$ 422.201,83","$ 2.980,09","$ 98.167,76","$ 73.573,79","$ 0,00"]
[11897,"Caja maniobras 3 vías S/E tipo pedestal intemperie","UN",0,"$ 0,00","$ 0,00","$ 0,00","$ 0,00","$ 0,00"]
[11896,"Caja maniobras 4 vías S/E tipo pedestal intemperie","UN",0,"$ 0,00","$ 0,00","$ 0,00","$ 0,00","$ 0,00"]
[3928,"CAJA MEDIDOR GAS 140X45","UN",333069.56,"$ 257.681,96","$ 0,00","$ 75.387,60","$ 0,00","$ 0,00"]
[3042,"CAJA MEDIDOR GAS 45X45","UN",180859.4,"$ 106.056,20","$ 0,00","$ 74.803,20","$ 0,00","$ 0,00"]
[720,"CAJA MEDIDOR GAS 72x45","UN",198184.26,"$ 137.406,66","$ 0,00","$ 60.777,60","$ 0,00","$ 0,00"]
[12160,"CAJA MEDIDOR PREFABRICADA DE PISO ACUEDUCTO","UN",56070.09,"$ 1.950,37","$ 1.058,55","$ 52.918,72","$ 142,45","$ 0,00"]
[17734,"Caja metálica con tapa universal (SUMI INST)","UN",6632.14,"$ 4.843,00","$ 52,11","$ 1.737,03","$ 0,00","$ 0,00"]
[17774,"Caja metálica pequeña expansora tamper (SUMI INST)","UN",10509.06,"$ 0,00","$ 1.823,89","$ 8.685,17","$ 0,00","$ 0,00"]
[15444,"CAJA MONOFASICA  SEIS CIRCUITOS BARRAJE DE 100 AMP","UN",9949.69,"$ 1.020,16","$ 425,22","$ 8.504,31","$ 0,00","$ 0,00"]
[12137,"CAJA PARA TACO 20X20X20X+  BREAKER INDUSTRIAL **","UN",233553.74,"$ 0,00","$ 0,00","$ 233.553,74","$ 0,00","$ 0,00"]
[18251,"Caja paso electrica plast Piscina SUM+INST CRDC","UN",89533.22,"$ 869,25","$ 1.738,51","$ 86.925,46","$ 0,00","$ 0,00"]
[19015,"CAJA PASO ELÉCTRICA PLÁSTICA PISCINA (CEFE COMETAS","UN",119455.33,"$ 83.681,64","$ 1.706,94","$ 34.066,75","$ 0,00","$ 0,00"]
[15338,"CAJA PASO(.30x.30x.30) Control Tierras","UN",205919.74,"$ 138.502,13","$ 1.235,22","$ 49.303,59","$ 16.878,80","$ 0,00"]
[15336,"CAJA PASO(.40x.40x.40) Red Telefónica","UN",279432.65999999997,"$ 192.412,27","$ 1.544,93","$ 59.083,85","$ 26.391,60","$ 0,00"]
[15222,"CAJA PASO(.60x.60x.60) Medicion Sistema Tierra Apa","UN",417832.54,"$ 306.636,54","$ 1.926,28","$ 68.044,56","$ 41.225,16","$ 0,00"]
[15223,"CAJA PASO(.60x.60x.60) Red Comunicaciones","UN",412172.39,"$ 300.976,39","$ 1.926,28","$ 68.044,56","$ 41.225,16","$ 0,00"]
[18632,"CAJA SIFONADA","UN",1237398.3,"$ 922.059,78","$ 54.728,17","$ 260.610,35","$ 0,00","$ 0,00"]
[17735,"Caja tipo rawell 4X2 con tapa (SUMI INST)","UN",1789.14,"$ 0,00","$ 52,11","$ 1.737,03","$ 0,00","$ 0,00"]
[18783,"CAJA TOMAS DE PISO TIPO POP UP","UN",55409.16,"$ 16.124,81","$ 2.416,65","$ 32.222,00","$ 4.645,70","$ 0,00"]
[18512,"Caja ventilación inyección de aleta curva 2400cfm","UN",2540107.12,"$ 1.540.979,00","$ 457.612,76","$ 475.577,12","$ 65.938,24","$ 0,00"]
[15683,"CAJA+ MEDIDOR TRIFASICO 100 AMP+Breaker ind. ajust","UN",1335553.82,"$ 987.302,41","$ 16.583,40","$ 331.668,01","$ 0,00","$ 0,00"]
[15445,"CAJA+ MEDIDOR TRIFASICO DE 100 AMP","UN",450155.44,"$ 360.860,21","$ 4.252,15","$ 85.043,08","$ 0,00","$ 0,00"]
[15741,"CAJA+ MEDIDOR TRIFASICO DE 100 AMP.baja tension","UN",1147177.33,"$ 731.980,00","$ 12.093,13","$ 403.104,20","$ 0,00","$ 0,00"]
[596,"CAJAS CONTADORES AGUA","UN",111171.07,"$ 83.228,98","$ 0,00","$ 27.942,09","$ 0,00","$ 0,00"]
[17140,"CAJILLA 3 MEDIDOR AGUA FRIA  1/2\" - 3/4\"","UN",98768.04,"$ 2.815,20","$ 2.794,74","$ 93.158,10","$ 0,00","$ 0,00"]
[41,"CAJILLA MEDIDORES ACUEDUCTO","UN",118586.56,"$ 102.334,40","$ 473,36","$ 15.778,80","$ 0,00","$ 0,00"]
[11722,"CAJILLA PARA 1 MEDIDOR (ELECTRICO)","UN",86851.75,"$ 0,00","$ 0,00","$ 86.851,75","$ 0,00","$ 0,00"]
[438,"CAJILLAS PARA 10 MEDIDORES","UN",339982.98,"$ 203.812,00","$ 0,00","$ 136.170,98","$ 0,00","$ 0,00"]
[18840,"CALDERA (VER PLANO)","UN",249947.97,"$ 0,00","$ 11.902,28","$ 238.045,69","$ 0,00","$ 0,00"]
[18687,"Caldera Futera Fusion XLF 2500 CDRC","UN",0,"$ 0,00","$ 0,00","$ 0,00","$ 0,00","$ 0,00"]
[18698,"Caldera Futera Fusion XLF 500 CDRC","UN",98996,"$ 98.996,00","$ 0,00","$ 0,00","$ 0,00","$ 0,00"]
[18826,"CALDERA FUTURE 750","UN",632145.28,"$ 413.215,00","$ 131,28","$ 218.799,00","$ 0,00","$ 0,00"]
[16435,"Calderin 500GPH-157W-AceroInox.Cal12 (Acpm)Sum+Ins","UN",0,"$ 0,00","$ 0,00","$ 0,00","$ 0,00","$ 0,00"]
[19014,"CalentadoMEGATHERM 1200 KBTUCRDC-CometasSUM+INS","UN",81285581.269999996,"$ 81.249.999,99","$ 1.694,35","$ 33.886,93","$ 0,00","$ 0,00"]
[439,"CALENTADOR 15 GALONES HACEB","UN",144679.84,"$ 0,00","$ 0,00","$ 144.679,84","$ 0,00","$ 0,00"]
[440,"CALENTADOR 20 GALONES HACEB","UN",144679.84,"$ 0,00","$ 0,00","$ 144.679,84","$ 0,00","$ 0,00"]
[17610,"CALENTADOR 3,000,000 BTU condensacion gas natural","UN",186160.71,"$ 1.738,51","$ 10.571,27","$ 173.850,93","$ 0,00","$ 0,00"]
[441,"CALENTADOR 30 GALONES HACEB","UN",144679.84,"$ 0,00","$ 0,00","$ 144.679,84","$ 0,00","$ 0,00"]
[14895,"CALENTADOR 60 GALON (ACERO INOX)+ACCESORIOS CONEX","UN",317952.3,"$ 163.439,00","$ 7.357,78","$ 147.155,52","$ 0,00","$ 0,00"]
[14495,"CALENTADOR 60 GALONES (ACERO INOXIDABLE)","UN",144679.84,"$ 0,00","$ 0,00","$ 144.679,84","$ 0,00","$ 0,00"]
[14514,"CALENTADOR DE PASO BIFASICO (13 LTS/MIN)","UN",168316.34,"$ 28.086,93","$ 5.886,22","$ 117.724,42","$ 16.618,77","$ 0,00"]
[18166,"CALENTADOR ELEC TRIF 16LT CEFECOMETAS","UN",1338553.21,"$ 1.270.653,13","$ 3.244,76","$ 64.655,32","$ 0,00","$ 0,00"]
[12333,"CALENTADOR ELEC TRONIC3000C CEFECOMETAS","UN",730823.71,"$ 639.292,19","$ 4.370,06","$ 87.161,46","$ 0,00","$ 0,00"]
[19224,"CALENTADOR MEGATHERM500 KBTU (SUM+INS) CEFECOMETAS","UN",18897668.289999999,"$ 17.000.000,01","$ 90.365,16","$ 1.807.303,12","$ 0,00","$ 0,00"]
[14030,"CALENTADOR SAMARTEC SM-700 (TRIFASICO)2.48GAL","UN",179722.94,"$ 40.554,52","$ 8.742,29","$ 87.422,93","$ 43.003,20","$ 0,00"]
[10927,"CALZADA EN CONCRETO","M2",89841.52,"$ 10.363,45","$ 7.872,44","$ 28.382,27","$ 43.223,36","$ 0,00"]
[10938,"CALZADA EN CONCRETO***","M2",109862.56,"$ 14.143,58","$ 9.014,65","$ 31.484,44","$ 55.219,89","$ 0,00"]
[788,"CALZADA V0 A V2 EN ASFALTO","M2",188231.89,"$ 36.296,03","$ 9.853,09","$ 75.579,00","$ 66.503,78","$ 0,00"]
[821,"CALZADA V0 A V2 EN CONCRETO","M2",334051.8,"$ 8.985,22","$ 214.004,61","$ 86.511,25","$ 24.550,71","$ 0,00"]
[10338,"Calzada V3 a V4 asfalto1350+Subb+Base **","M2",185598.36,"$ 44.996,69","$ 13.458,60","$ 27.499,89","$ 99.643,21","$ 0,00"]
[789,"CALZADA V3 A V4 EN ASFALTO","M2",185828.75,"$ 35.635,23","$ 9.659,63","$ 75.312,13","$ 65.221,76","$ 0,00"]
[10316,"Calzada V3 a V4 en asfalto para cruce vias **","M2",404740.76,"$ 160.460,16","$ 20.433,51","$ 58.045,66","$ 165.801,46","$ 0,00"]
[826,"CALZADA V3 A V8 EN CONCRETO","M2",126352.33,"$ 8.985,22","$ 7.643,66","$ 86.454,76","$ 23.268,69","$ 0,00"]
[790,"CALZADA V5 A V8 EN ASFALTO","M2",177863.9,"$ 32.606,49","$ 9.092,69","$ 74.235,87","$ 61.928,85","$ 0,00"]
[11029,"Calzada V6 analisis de proyeccion **","M2",303776.7,"$ 137.877,93","$ 11.314,21","$ 30.271,44","$ 115.496,67","$ 8.816,47"]
[14765,"Cam cancha volei, L=0,5m, D= 3\",e=3,25mm (SUM+INST","JGO",92897.57,"$ 68.013,99","$ 1.195,86","$ 17.166,51","$ 6.521,21","$ 0,00"]
[11349,"CAMARA DE CONCRETO REFORZADO.FONTANAR**","UN",17025787.780000001,"$ 4.589.126,48","$ 10.667.765,24","$ 1.768.896,06","$ 0,00","$ 0,00"]
[14125,"Camara de inspección  AP  275 Codensa **","UN",1505171.46,"$ 859.622,98","$ 34.935,75","$ 251.948,72","$ 225.006,27","$ 133.657,79"]
[14126,"Camara de inspección  AP  280 Codensa **","UN",4322843.4000000004,"$ 2.450.995,86","$ 100.153,81","$ 773.274,50","$ 614.538,37","$ 383.880,87"]
[12381,"Camara ETB T-13 **","UN",3703424.69,"$ 2.229.062,13","$ 39.026,22","$ 1.300.873,87","$ 134.462,47","$ 0,00"]
[18506,"CAMARA EXTERIOR 270°","UN",2456.17,"$ 0,00","$ 24,32","$ 2.431,85","$ 0,00","$ 0,00"]
[18857,"CAMARA TIPO BALA 1080P 2MP  IP 66 20 mts","UN",26919.46,"$ 9.569,63","$ 12.887,45","$ 4.459,33","$ 3,05","$ 0,00"]
[18867,"CAMARA TIPO BALA 1080P 2MP  IP 66 40 mts","UN",26919.46,"$ 9.569,63","$ 12.887,45","$ 4.459,33","$ 3,05","$ 0,00"]
[18880,"CAMARA TIPO BALA 1080P 2MP  IP 66 40 mts. VARIFOCA","UN",16338.27,"$ 9.569,63","$ 100,02","$ 5.001,12","$ 1.667,50","$ 0,00"]
[18877,"CAMARA TIPO BALA 1080P 2MP  IP 66 80 mts","UN",43123.65,"$ 9.569,63","$ 29.088,60","$ 4.459,33","$ 6,09","$ 0,00"]
[19298,"Cámara tipo bala uso exterior (Suministro, transporte e instalación cometas)","UN",252496.47,"$ 179.541,00","$ 3.474,07","$ 69.481,40","$ 0,00","$ 0,00"]
[18505,"CAMARA TIPO BULLET","UN",2456.17,"$ 0,00","$ 24,32","$ 2.431,85","$ 0,00","$ 0,00"]
[18886,"CAMARA TIPO DOMO 1080P 2MP  IP 66 20 mts","UN",43634.31,"$ 9.538,50","$ 29.088,60","$ 5.001,12","$ 6,09","$ 0,00"]
[18895,"CAMARA TIPO DOMO 1080P 2MP  IP 66 40 mts.","UN",43665.440000000002,"$ 9.569,63","$ 29.088,60","$ 5.001,12","$ 6,09","$ 0,00"]
[18898,"CAMARA TIPO DOMO 1080P 2MP  IP 66 40 mts. VARIFOCA","UN",43123.65,"$ 9.569,63","$ 29.088,60","$ 4.459,33","$ 6,09","$ 0,00"]
[16614,"Camara tipo minidomo uso interior","UN",847453.47,"$ 774.498,00","$ 3.474,07","$ 69.481,40","$ 0,00","$ 0,00"]
[18509,"Cámara tipo minidomo uso interior Suministro e instalación ","UN",1864219.48,"$ 1.791.264,01","$ 3.474,07","$ 69.481,40","$ 0,00","$ 0,00"]
[49,"CAMARAS ELECTRICAS DOBLES","UN",1798644.67,"$ 697.207,07","$ 0,00","$ 1.076.746,86","$ 24.690,75","$ 0,00"]
[18030,"Cambiador de pañal acero inoxidable","UN",58307.46,"$ 5.029,86","$ 3.353,22","$ 49.924,38","$ 0,00","$ 0,00"]
[17888,"CAMBIADOR DE PAÑAL EN POLIPROPILENO CON ESTRUCTURA","UN",63849.47,"$ 9.930,53","$ 3.395,18","$ 50.523,77","$ 0,00","$ 0,00"]
[17401,"CAMBIADOR DE PAÑALEN POLIPROPILENO CON ESTRUCTURA","UN",63849.47,"$ 9.930,53","$ 3.395,18","$ 50.523,77","$ 0,00","$ 0,00"]
[15908,"CAMBIO AUTOMATICO 12HP  (Mant. equipos)","UN",15307.68,"$ 0,00","$ 524,16","$ 10.483,20","$ 4.300,32","$ 0,00"]
[15906,"CAMBIO AUTOMATICO 2.4 A 5.0HP  (Mant. equipos)","UN",11007.36,"$ 0,00","$ 524,16","$ 10.483,20","$ 0,00","$ 0,00"]
[15907,"CAMBIO AUTOMATICO 7.5HP  (Mant. equipos)","UN",15307.68,"$ 0,00","$ 524,16","$ 10.483,20","$ 4.300,32","$ 0,00"]
[15887,"CAMBIO DE SELLOS Mot.2.4 a 5.0 HP(Mant. equipos)","UN",44029.440000000002,"$ 0,00","$ 2.096,64","$ 41.932,80","$ 0,00","$ 0,00"]
[15888,"CAMBIO DE SELLOS Mot.7.5 HP(Mant. equipos)","UN",51196.639999999999,"$ 0,00","$ 2.096,64","$ 41.932,80","$ 7.167,20","$ 0,00"]
[15904,"CAMBIO RETENEDORES 12 HP  (Mant. equipos)","UN",22014.720000000001,"$ 0,00","$ 1.048,32","$ 20.966,40","$ 0,00","$ 0,00"]
[15902,"CAMBIO RETENEDORES 2.4 A 5.0HP  (Mant. equipos)","UN",11007.36,"$ 0,00","$ 524,16","$ 10.483,20","$ 0,00","$ 0,00"]
[15905,"CAMBIO RETENEDORES 20HP  (Mant. equipos)","UN",26315.040000000001,"$ 0,00","$ 1.048,32","$ 20.966,40","$ 4.300,32","$ 0,00"]
[15903,"CAMBIO RETENEDORES 7.5 HP  (Mant. equipos)","UN",15307.68,"$ 0,00","$ 524,16","$ 10.483,20","$ 4.300,32","$ 0,00"]
[15895,"CAMBIO RODAMIENTOS 12.0 HP (Mant. equipos)","UN",73211.360000000001,"$ 0,00","$ 3.144,96","$ 62.899,20","$ 7.167,20","$ 0,00"]
[15889,"CAMBIO RODAMIENTOS 2.4 A 5.0 HP(Mant. equipos)","UN",55036.800000000003,"$ 0,00","$ 2.620,80","$ 52.416,00","$ 0,00","$ 0,00"]
[15896,"CAMBIO RODAMIENTOS 20 HP (Mant. equipos)","UN",106233.44,"$ 0,00","$ 4.717,44","$ 94.348,80","$ 7.167,20","$ 0,00"]
[15892,"CAMBIO RODAMIENTOS 7.5 HP (Mant. equipos)","UN",55036.800000000003,"$ 0,00","$ 2.620,80","$ 52.416,00","$ 0,00","$ 0,00"]
[14769,"Caminador adultos Mayores (SUM + INST)","UN",2323120.1,"$ 2.219.100,30","$ 5.153,34","$ 70.473,99","$ 28.392,46","$ 0,00"]
[14358,"CAMINADOR ADULTOS/MAYORES-DISEÑ-IDRD(Sum)","UN",2059098,"$ 2.059.098,00","$ 0,00","$ 0,00","$ 0,00","$ 0,00"]
[13251,"camino sobre camilla Madera plastica a=1.4m **","M2",6968.49,"$ 18,43","$ 169,19","$ 6.780,87","$ 0,00","$ 0,00"]
[13361,"CAMISA DE VOLEIBOL (SUMINIST.)TUB.GALV.3\"e=3.25 mm","??",35946,"$ 35.946,00","$ 0,00","$ 0,00","$ 0,00","$ 0,00"]
[13370,"CAMISA VOLEIBOL (INSTAL-DADO.)TUB.GALV.3\"e=3.25 mm","UN",56951.57,"$ 32.067,99","$ 1.195,86","$ 17.166,51","$ 6.521,21","$ 0,00"]
[11946,"CAMPAMENTO 36 M2 **","UN",6880147.9500000002,"$ 5.414.266,89","$ 0,00","$ 1.465.881,06","$ 0,00","$ 0,00"]
[3,"CAMPAMENTO 40 M2","UN",5801478.29,"$ 3.219.294,06","$ 0,00","$ 2.510.960,91","$ 71.223,31","$ 0,00"]
[2,"CAMPAMENTO 50 M2","UN",7643210.0899999999,"$ 4.454.472,71","$ 0,00","$ 3.123.449,35","$ 65.288,03","$ 0,00"]
[741,"CAMPAMENTO CON BAÑO M2 (USAR CIO-I-101048)","UN",9083413.6799999997,"$ 5.426.785,20","$ 0,00","$ 3.656.628,48","$ 0,00","$ 0,00"]
[90,"CAMPAMENTO M2","M2",121155.46,"$ 93.948,41","$ 1.295,57","$ 25.911,48","$ 0,00","$ 0,00"]
[17379,"CAMPANA EXTRACCIÓN TIPO ISLA SENCILLA 3 SUM E INST","UN",2917718.49,"$ 16.645,20","$ 83.226,00","$ 1.664.519,92","$ 754.233,12","$ 399.094,25"]
[18746,"Campana t isla acero inox 1m x 4m x 0,8 m Sum+Ins","UN",683307.75,"$ 40.607,77","$ 23.778,86","$ 475.577,12","$ 143.344,00","$ 0,00"]
[15459,"Campo de infiltracion con llantas y gravill Suds","M2",148689.34,"$ 81.362,31","$ 8.925,72","$ 29.157,03","$ 29.244,31","$ 0,00"]
[442,"CANAL   PVC 3\" (RAINGO)","ML",50127.44,"$ 29.673,44","$ 0,00","$ 20.454,00","$ 0,00","$ 0,00"]
[10541,"CANAL DE DESAGUE SOBRE LA TAPA DEL TANQUE DEL PARQUE COMETAS EN ACABADOS DE PINTURA SINTETICA ","ML",51610.84,"$ 15.120,96","$ 5.456,35","$ 31.033,52","$ 0,00","$ 0,00"]
[15224,"Canal de descole (3000psi)+Antisol+Sika**","M3",1751939.4,"$ 1.015.140,07","$ 189.520,35","$ 472.152,24","$ 75.126,67","$ 0,00"]
[10953,"Canal en lamina galvanizada cal 16 D=0.50 m **","ML",121349.46,"$ 67.001,99","$ 16.702,32","$ 25.774,60","$ 11.870,55","$ 0,00"]
[11456,"Canal en lamina galvanizada cal 16 D=1.1 m","ML",70654.789999999994,"$ 16.307,32","$ 16.702,32","$ 25.774,60","$ 11.870,55","$ 0,00"]
[13377,"Canal en lamina galvanizada cal 16 D=1.20m","ML",190669.91,"$ 136.322,44","$ 16.702,32","$ 25.774,60","$ 11.870,55","$ 0,00"]
[10117,"Canal en lamina galvanizada cal 16 D=1.5 m","ML",77928.789999999994,"$ 23.581,32","$ 16.702,32","$ 25.774,60","$ 11.870,55","$ 0,00"]
[10118,"Canal en lamina galvanizada cal 16 D=2.44 m","ML",100885.91,"$ 46.538,44","$ 16.702,32","$ 25.774,60","$ 11.870,55","$ 0,00"]
[10811,"Canal en lamina galvanizada cal 18 D=1.0 m","ML",76422.55,"$ 22.075,08","$ 16.702,32","$ 25.774,60","$ 11.870,55","$ 0,00"]
[13492,"Canal en lamina galvanizada cal 18 D=1.22 m","ML",139900.01999999999,"$ 85.552,55","$ 16.702,32","$ 25.774,60","$ 11.870,55","$ 0,00"]
[11557,"Canal en lamina galvanizada cal 20 D=1.22 m","ML",140108.01999999999,"$ 85.760,55","$ 16.702,32","$ 25.774,60","$ 11.870,55","$ 0,00"]
[11399,"Canal en lamina galvanizada cal.22 D=0.50 m **","ML",94022,"$ 39.674,53","$ 16.702,32","$ 25.774,60","$ 11.870,55","$ 0,00"]
[10912,"canal en piedra enchapada a=0.90 m**","ML",224794.79,"$ 104.428,11","$ 6.307,26","$ 70.069,21","$ 43.990,24","$ 0,00"]
[10351,"Canal en U 30*35 sin tapa +exc+recebo+pobre**","ML",160269.17000000001,"$ 76.246,50","$ 1.249,93","$ 56.156,58","$ 26.616,14","$ 0,00"]
[443,"CANAL LATON D=050","ML",80053.25,"$ 59.599,25","$ 0,00","$ 20.454,00","$ 0,00","$ 0,00"]
[444,"CANAL LATON D=075","ML",110879.29,"$ 90.425,29","$ 0,00","$ 20.454,00","$ 0,00","$ 0,00"]
[445,"CANAL LATON D=100","ML",139652.5,"$ 119.198,50","$ 0,00","$ 20.454,00","$ 0,00","$ 0,00"]
[11796,"CANALES   PVC 3\" CUBIERTA EDIFICIO**","ML",47183.44,"$ 25.339,80","$ 0,00","$ 21.843,64","$ 0,00","$ 0,00"]
[201,"CANALETA 43 DE 3.50 M.","M2",22553.24,"$ 1.514,84","$ 0,00","$ 21.038,40","$ 0,00","$ 0,00"]
[202,"CANALETA 43 DE 4.00 M.","M2",114736.81,"$ 93.698,41","$ 0,00","$ 21.038,40","$ 0,00","$ 0,00"]
[203,"CANALETA 43 DE 4.50 M.","M2",22228.63,"$ 1.190,23","$ 0,00","$ 21.038,40","$ 0,00","$ 0,00"]
[204,"CANALETA 43 DE 5.00 M.","M2",22142.07,"$ 1.103,67","$ 0,00","$ 21.038,40","$ 0,00","$ 0,00"]
[205,"CANALETA 43 DE 5.50 M.","M2",22899.48,"$ 1.861,08","$ 0,00","$ 21.038,40","$ 0,00","$ 0,00"]
[206,"CANALETA 43 DE 6.00 M.","M2",22769.64,"$ 1.731,24","$ 0,00","$ 21.038,40","$ 0,00","$ 0,00"]
[207,"CANALETA 90 DE 3.75 M.","M2",18700.8,"$ 0,00","$ 0,00","$ 18.700,80","$ 0,00","$ 0,00"]
[208,"CANALETA 90 DE 4.50 M.","M2",19285.2,"$ 0,00","$ 0,00","$ 19.285,20","$ 0,00","$ 0,00"]
[209,"CANALETA 90 DE 5.25 M.","M2",19285.2,"$ 0,00","$ 0,00","$ 19.285,20","$ 0,00","$ 0,00"]
[210,"CANALETA 90 DE 6.00 M.","M2",19285.2,"$ 0,00","$ 0,00","$ 19.285,20","$ 0,00","$ 0,00"]
[211,"CANALETA 90 DE 7.50 M.","M2",19285.2,"$ 0,00","$ 0,00","$ 19.285,20","$ 0,00","$ 0,00"]
[212,"CANALETA 90 DE 9.00 M.","M2",19285.2,"$ 0,00","$ 0,00","$ 19.285,20","$ 0,00","$ 0,00"]
[213,"CANALETA ACESCO 4.50 M.","M2",15778.8,"$ 0,00","$ 0,00","$ 15.778,80","$ 0,00","$ 0,00"]
[3034,"CANALETA METAL 10X4  ANCLAJE","ML",71872.09,"$ 49.777,00","$ 1.250,67","$ 20.844,42","$ 0,00","$ 0,00"]
[3035,"CANALETA METAL 10X4  CHAZO","ML",87963.21,"$ 42.366,05","$ 2.171,29","$ 43.425,87","$ 0,00","$ 0,00"]
[12865,"CANALETA METAL 12X6COLOR BLANCA***","ML",12948.84,"$ 637,60","$ 586,25","$ 11.724,99","$ 0,00","$ 0,00"]
[14234,"CANALETA METALICA  Portacabl12X5 pint electros+acc","ML",64677.62,"$ 44.607,92","$ 1.136,02","$ 18.933,68","$ 0,00","$ 0,00"]
[16299,"Canaleta Metalica (30x5cm)+Pint. Electrost. Cal.20","ML",133737.65,"$ 122.338,36","$ 542,82","$ 10.856,47","$ 0,00","$ 0,00"]
[16300,"Canaleta Metalica (50x5cm)+Pint. Electrost. Cal.20","ML",135652.73000000001,"$ 122.338,36","$ 634,02","$ 12.680,35","$ 0,00","$ 0,00"]
[12219,"CANALETA METALICA 10X4  CHAZO","ML",60288.58,"$ 40.218,88","$ 1.136,02","$ 18.933,68","$ 0,00","$ 0,00"]
[16519,"CANALETA METALICA 10X4 CON DIVIDSION INTERNA","ML",29444.400000000001,"$ 23.972,74","$ 260,56","$ 5.211,10","$ 0,00","$ 0,00"]
[13038,"CANALETA METALICA 12X4 CON DIV. CHAZO **","ML",58157.51,"$ 27.151,44","$ 1.476,48","$ 29.529,59","$ 0,00","$ 0,00"]
[12342,"CANALETA METALICA 15X15  CHAZO","ML",55739.87,"$ 26.557,68","$ 1.389,63","$ 27.792,56","$ 0,00","$ 0,00"]
[13201,"CANALETA METALICA 15X4 CAL 22 PINT. ELECT. **","ML",44496.31,"$ 13.490,24","$ 1.476,48","$ 29.529,59","$ 0,00","$ 0,00"]
[11775,"CANALETA METALICA 20 X 12,5 mm X 2,10 m. Separador","ML",8613.8799999999992,"$ 0,00","$ 487,58","$ 8.126,30","$ 0,00","$ 0,00"]
[17540,"CANALETA PERIMETRAL METALICA  DE 12X5 cm","ML",26355.16,"$ 260,56","$ 39,08","$ 26.055,52","$ 0,00","$ 0,00"]
[3036,"CANALETA PLASTICA 10X4  ANCLAJE","ML",21469.75,"$ 0,00","$ 625,33","$ 20.844,42","$ 0,00","$ 0,00"]
[3037,"CANALETA PLASTICA 10X4 CHAZO","ML",25747.47,"$ 4.277,72","$ 625,33","$ 20.844,42","$ 0,00","$ 0,00"]
[13143,"CANALETA PLASTICA 2X2 CM (CHAZO)**","ML",15076.59,"$ 5.202,50","$ 781,67","$ 7.816,66","$ 1.275,76","$ 0,00"]
[15306,"Canaliz ducto elec. PVC- D9X3\"+ 5x2\" Zona Verde","ML",431789.79,"$ 273.373,13","$ 6.410,86","$ 102.294,32","$ 49.711,49","$ 0,00"]
[15314,"Canaliz ducto electico PVC- D1X3\"+ 2x2\" Zona Verde","ML",155711.76,"$ 82.485,62","$ 3.715,85","$ 44.458,70","$ 25.051,61","$ 0,00"]
[16687,"Canaliz ducto electric PVC- D2X2\" Zona Dura","ML",110407.2,"$ 34.488,02","$ 3.833,40","$ 42.521,95","$ 29.563,84","$ 0,00"]
[16688,"Canaliz ducto electric PVC- D2X3\" Zona Dura","ML",138074,"$ 62.154,82","$ 3.833,40","$ 42.521,95","$ 29.563,84","$ 0,00"]
[15315,"Canaliz ducto electric PVC- D2X3\" Zona Verde","ML",135041.21,"$ 59.122,03","$ 3.833,40","$ 42.521,95","$ 29.563,84","$ 0,00"]
[15313,"Canaliz ducto electric PVC- D2X3\"+ 2x2\" Zona Verde","ML",195700.55,"$ 122.474,41","$ 3.715,85","$ 44.458,70","$ 25.051,61","$ 0,00"]
[15311,"canaliz ducto electric PVC- D3X3\"+ 2x2\" Zona Verde","ML",275485.82,"$ 179.493,69","$ 4.477,17","$ 55.130,31","$ 36.384,66","$ 0,00"]
[15310,"Canaliz ducto electric. PVC- D3X3\"+ 4x2\" Zona Verd","ML",315196.12,"$ 207.223,97","$ 4.841,56","$ 64.962,04","$ 38.168,57","$ 0,00"]
[15356,"Canaliz ducto electric. PVC- D6X3\"+ 4x2\" Zona Verd","ML",434415.96,"$ 326.443,81","$ 4.841,56","$ 64.962,04","$ 38.168,57","$ 0,00"]
[15316,"Canaliz ducto electrico PVC- D1X3\" Zona Verde","ML",115266.83,"$ 39.516,26","$ 3.827,57","$ 42.464,10","$ 29.458,91","$ 0,00"]
[15351,"Canaliz ducto electrico PVC- D2X6\" EB+RellenoZDura","ML",184318.61,"$ 133.247,15","$ 2.449,59","$ 27.658,49","$ 20.963,39","$ 0,00"]
[15303,"Canaliz ducto electrico PVC- D2X6\"+ 2x3\" Zona Ver","ML",295437.7,"$ 204.483,90","$ 4.195,51","$ 49.114,40","$ 37.643,89","$ 0,00"]
[15312,"Canaliz ducto electrico PVC- D3X3\" Zona Verde","ML",226374.07,"$ 150.623,50","$ 3.827,57","$ 42.464,10","$ 29.458,91","$ 0,00"]
[15305,"Canaliz ducto electrico. PVC- D2X6\"+ 1x3\" Zona Ver","ML",223420.29,"$ 132.466,49","$ 4.195,51","$ 49.114,40","$ 37.643,89","$ 0,00"]
[15357,"CANALIZ. DUCTO ELECT.  PVC - 1 Ø 2\"(Inc Exc) **","ML",56594.63,"$ 10.736,16","$ 1.638,25","$ 31.566,22","$ 12.654,01","$ 0,00"]
[11827,"CANALIZ. DUCTO ELECT. PVC- 1 D 4\"(Inc. Exc) **","ML",100597.74,"$ 32.022,92","$ 3.322,55","$ 65.252,28","$ 0,00","$ 0,00"]
[12681,"CANALIZ. DUCTO ELECT. PVC- 1 D3\"(Inc. Exc) **","ML",83287.710000000006,"$ 5.387,92","$ 3.585,72","$ 70.515,50","$ 3.798,58","$ 0,00"]
[15438,"CANALIZ. DUCTO ELECT. PVC- 2 D 2\"(Inc Exc+Aren+Sub","ML",65257.13,"$ 22.042,30","$ 2.024,49","$ 39.291,06","$ 1.899,29","$ 0,00"]
[11260,"CANALIZ. DUCTO ELECT. PVC- 2 D 3\"(in Exc) Z.Verde","ML",93908.34,"$ 43.807,95","$ 2.506,92","$ 26.949,17","$ 20.644,31","$ 0,00"]
[11826,"CANALIZ. DUCTO ELECT. PVC- 2 D 4\"+Recebo","ML",146943.25,"$ 69.030,12","$ 3.767,24","$ 74.145,90","$ 0,00","$ 0,00"]
[11626,"CANALIZ. DUCTO ELECT. PVC- 4 D 2\"(Inc Exc+Aren+Sub","ML",101720.19,"$ 43.903,12","$ 2.629,40","$ 51.389,10","$ 3.798,58","$ 0,00"]
[11278,"CANALIZ. DUCTO ELECT. PVC- 4 D 4\"(In. Exca) Z.Verd","ML",200484.31,"$ 107.475,93","$ 3.224,79","$ 37.892,69","$ 51.890,93","$ 0,00"]
[11627,"CANALIZ. DUCTO ELECT. PVC- 6 D 2\" (Inc Exc)**","ML",183397.38,"$ 57.802,96","$ 5.856,89","$ 115.938,96","$ 3.798,58","$ 0,00"]
[11280,"CANALIZ. DUCTO ELECT. PVC- 6 D 4\" (Inc. Exc)**","ML",352788.18,"$ 155.936,92","$ 9.103,41","$ 180.869,32","$ 6.878,54","$ 0,00"]
[13286,"CANALIZ. DUCTO ELECT. PVC- 6 D 4\" + 1 D 3\"(in Exc)","ML",358460.39,"$ 149.733,22","$ 9.815,59","$ 195.113,01","$ 3.798,58","$ 0,00"]
[11383,"CANALIZ. DUCTO ELECT. PVC- D 4\"(In Exc) Z. Verde","ML",78837.88,"$ 27.478,78","$ 2.566,86","$ 28.147,95","$ 20.644,31","$ 0,00"]
[13806,"CANALIZ. DUCTO ELECT. PVC- D32X3\"+2X2\" Z V sin exc","ML",120072.05,"$ 60.667,12","$ 2.705,01","$ 52.901,35","$ 3.798,58","$ 0,00"]
[11481,"CANALIZ. DUCTO ELECT. PVC TDP- D 2x3\" Z Verde+Exc","ML",93908.34,"$ 43.807,95","$ 2.506,92","$ 26.949,17","$ 20.644,31","$ 0,00"]
[13479,"CANALIZ. DUCTO ELECT. PVC TDP-2 D 3\"(Inc Exc) **","ML",90234.18,"$ 10.495,08","$ 3.797,10","$ 75.942,00","$ 0,00","$ 0,00"]
[13478,"CANALIZ. DUCTO ELECT. PVC TDP-4 D 3\"(Inc Exc) **","ML",120204.31,"$ 10.042,78","$ 5.245,79","$ 104.915,74","$ 0,00","$ 0,00"]
[13803,"CANALIZ. DUCTO ELECT. PVC-10 D 2\"(Inc. Excav) **","ML",217351.62,"$ 103.620,92","$ 5.246,73","$ 103.735,76","$ 4.748,22","$ 0,00"]
[13804,"CANALIZ. DUCTO ELECT. PVC-10 D 2\"+2D3(Inc. Excav)","ML",268747.82,"$ 143.965,92","$ 5.772,98","$ 114.260,71","$ 4.748,22","$ 0,00"]
[11822,"CANALIZ. DUCTO ELECT. PVC-10 D 3\"(Inc. Excav) **","ML",340629.37,"$ 225.319,92","$ 5.321,91","$ 105.239,33","$ 4.748,22","$ 0,00"]
[13805,"CANALIZ. DUCTO ELECT. PVC-12 D 2\"(Inc. Excav) **","ML",241091.84,"$ 122.624,92","$ 5.472,26","$ 108.246,45","$ 4.748,22","$ 0,00"]
[13796,"CANALIZ. DUCTO ELECT. PVC-13 D 3\" Inc.Excav**","ML",423618.21,"$ 276.733,92","$ 6.825,47","$ 135.310,61","$ 4.748,22","$ 0,00"]
[13864,"CANALIZ. DUCTO ELECT. PVC-16 D 2\"(Inc. Excav) **","ML",308704.27,"$ 160.632,92","$ 6.825,47","$ 135.310,61","$ 5.935,28","$ 0,00"]
[11261,"CANALIZ. DUCTO ELECT. PVC-2 D 4\"(Inc Exc) **","ML",167648.51999999999,"$ 69.030,12","$ 3.780,95","$ 74.420,11","$ 20.417,35","$ 0,00"]
[11625,"CANALIZ. DUCTO ELECT. PVC-2 Ø 2\" Z Dura(inc Exc)**","ML",99511.21,"$ 31.627,08","$ 3.108,78","$ 60.976,78","$ 3.798,58","$ 0,00"]
[11635,"CANALIZ. DUCTO ELECT. PVC-2 Ø 2\"(Inc Exc) **","ML",75039.839999999997,"$ 19.542,28","$ 2.699,83","$ 52.797,74","$ 0,00","$ 0,00"]
[11279,"CANALIZ. DUCTO ELECT. PVC-3 D 3\" (Inc Exc)**","ML",145961.43,"$ 62.371,12","$ 3.856,69","$ 75.935,05","$ 3.798,58","$ 0,00"]
[11382,"CANALIZ. DUCTO ELECT. PVC-3 D 4\"(in Exc) **","ML",156615.51999999999,"$ 58.321,70","$ 4.568,28","$ 89.926,96","$ 3.798,58","$ 0,00"]
[11636,"CANALIZ. DUCTO ELECT. PVC-3 Ø 2\" (in Exc)**","ML",99761.78,"$ 28.753,12","$ 3.438,45","$ 67.570,22","$ 0,00","$ 0,00"]
[11817,"CANALIZ. DUCTO ELECT. PVC-4 D 3\"(Inc Exc) **","ML",191851.72,"$ 83.079,12","$ 5.055,85","$ 99.918,18","$ 3.798,58","$ 0,00"]
[13797,"CANALIZ. DUCTO ELECT. PVC-4 D6\" (Inc Exc)**","ML",355956.87,"$ 155.160,54","$ 9.449,35","$ 187.548,40","$ 3.798,58","$ 0,00"]
[11384,"CANALIZ. DUCTO ELECT. PVC-4D4\"+1Ø 1(Inc Exc)\"**","ML",201518.39,"$ 81.702,70","$ 5.593,13","$ 110.423,98","$ 3.798,58","$ 0,00"]
[11385,"CANALIZ. DUCTO ELECT. PVC-4D4\"+1Ø1\"+1Ø 3\" (inc Exc","ML",236772.33,"$ 102.417,28","$ 6.296,89","$ 124.259,57","$ 3.798,58","$ 0,00"]
[11818,"CANALIZ. DUCTO ELECT. PVC-5 D 3\"(inc Exc) **","ML",222852.02,"$ 103.787,12","$ 5.545,96","$ 109.720,37","$ 3.798,58","$ 0,00"]
[11819,"CANALIZ. DUCTO ELECT. PVC-6 D 3\"(Inc Exc) **","ML",260181.12,"$ 131.777,92","$ 5.990,64","$ 118.613,99","$ 3.798,58","$ 0,00"]
[13170,"CANALIZ. DUCTO ELECT. PVC-6 D6\" (Inc Exc)**","ML",567845.61,"$ 396.049,16","$ 8.068,40","$ 159.929,47","$ 3.798,58","$ 0,00"]
[13807,"CANALIZ. DUCTO ELECT. PVC-6 D6\"+2D3+10D2\"(Inc. Exc","ML",562486.1,"$ 143.972,50","$ 19.816,84","$ 394.898,18","$ 3.798,58","$ 0,00"]
[11820,"CANALIZ. DUCTO ELECT. PVC-7 D 3\"(inc Exc) **","ML",293464.96999999997,"$ 154.627,92","$ 6.442,27","$ 127.646,57","$ 4.748,22","$ 0,00"]
[11821,"CANALIZ. DUCTO ELECT. PVC-9 D 3\" (Inc Exc)**","ML",358766.66,"$ 201.398,92","$ 7.324,68","$ 145.294,85","$ 4.748,22","$ 0,00"]
[12135,"CANALIZ. DUCTO ELECT.CORRUG. PVC- 4 D 4\"(Inc Exc)","ML",191426.74,"$ 80.769,96","$ 5.145,57","$ 101.712,64","$ 3.798,58","$ 0,00"]
[13259,"CANALIZ.DUCTODUCTO.PVC-D3\"TDP ZonVerde(Inc. Exc)","ML",132302.76,"$ 55.894,79","$ 2.149,75","$ 70.459,64","$ 3.798,58","$ 0,00"]
[13821,"CANALIZ.PVC- Ø 2\"(Exc-Placa:0.25m+Adoquin)H=1,A=1M","ML",371490.03,"$ 191.021,47","$ 10.835,28","$ 78.687,07","$ 90.946,22","$ 0,00"]
[16580,"Canalizac.Ducto Elec.PesadoPVC-2 D4\"+Exc+Arena Z.V","ML",151243.01999999999,"$ 58.306,79","$ 2.136,55","$ 71.218,43","$ 19.581,25","$ 0,00"]
[17679,"CANALIZACIÓN  2 DUCTOS PVC DE 2\"","UN",66022.62,"$ 46.987,44","$ 28,51","$ 19.006,67","$ 0,00","$ 0,00"]
[17549,"CANALIZACION BANCO DE DUCTOS 3 DUCTOS PVC","ML",190483.42,"$ 131.335,64","$ 88,59","$ 59.059,19","$ 0,00","$ 0,00"]
[10012,"canalizacion control PVCC 1\" 2#10 incluy excav **","ML",43946.32,"$ 12.321,06","$ 415,95","$ 17.988,48","$ 13.220,82","$ 0,00"]
[10329,"canalizacion control PVCP 3/4\"  **","ML",9822.84,"$ 238,57","$ 472,93","$ 9.111,35","$ 0,00","$ 0,00"]
[16719,"Canalización+Cableado (TuboØ2\"PVC+3#1/0+1#6+8TAWG)","ML",343701.21,"$ 53.794,19","$ 2.499,81","$ 49.996,21","$ 237.411,00","$ 0,00"]
[16579,"CanalizaciónDucto Elec.PesadPVC(6 x6\")z.verde+Aren","ML",594106.64,"$ 405.075,39","$ 4.689,99","$ 156.333,14","$ 28.008,12","$ 0,00"]
[17916,"CanalK031Rectang.Lam.Met. Cal.20(908x250)S/Especif","ML",31102,"$ 257,75","$ 5.069,65","$ 25.774,60","$ 0,00","$ 0,00"]
[16882,"CanalLam.Metalica Cal.20 Des=1.50m Cubiertas+Pintu","ML",16161.13,"$ 142,32","$ 3.104,31","$ 12.914,51","$ 0,00","$ 0,00"]
[16460,"Cancelacion+RetiroTubería de punto hidraulico","UN",10770.62,"$ 2.777,49","$ 363,56","$ 7.271,21","$ 358,36","$ 0,00"]
[16461,"Cancelacion+RetiroTubería de punto Sanitario","UN",12474.92,"$ 2.955,87","$ 432,81","$ 8.656,21","$ 430,03","$ 0,00"]
[13129,"Cancha de futbol en grama con espina pescado @10","M2",107510.67,"$ 42.965,01","$ 7.233,48","$ 30.467,99","$ 26.844,17","$ 0,00"]
[15520,"Cancha de futbol en grama con espina pescado @5.5","M2",102459.19,"$ 52.393,56","$ 6.651,09","$ 28.215,48","$ 15.199,03","$ 0,00"]
[12104,"Cancha de futbol en Grama Natural (Kikuyo)**","M2",93757.759999999995,"$ 34.569,79","$ 6.781,05","$ 27.783,05","$ 24.623,87","$ 0,00"]
[11566,"Cancha de futbol en grama Natural La Joya","M2",123160.7,"$ 48.203,75","$ 7.731,67","$ 30.369,51","$ 31.179,14","$ 5.676,62"]
[10368,"Cancha de futbol y mini futbol  en pasto Kikuyo**","M2",79987.990000000005,"$ 32.446,07","$ 7.279,23","$ 22.221,20","$ 14.370,90","$ 3.670,59"]
[16172,"Cancha de Volley Playa (Arena Tipo Bunker)","M2",137747.03,"$ 81.427,40","$ 4.875,24","$ 25.218,79","$ 26.225,60","$ 0,00"]
[10861,"Cancha de Volley Playa (Arena Tipo Flint)","M2",177106.28,"$ 120.786,65","$ 4.875,24","$ 25.218,79","$ 26.225,60","$ 0,00"]
[16596,"cancha itenierante cesped sintetico 6cm","UN",67652851.480000004,"$ 44.228.612,30","$ 3.058.128,12","$ 18.393.386,14","$ 1.515.703,47","$ 457.028,00"]
[390,"CANCHA MULTIPLE 15 X 30 MTS","UN",53576127.719999999,"$ 15.885.813,60","$ 3.079.630,80","$ 4.887.061,65","$ 29.723.621,67","$ 0,00"]
[819,"CANCHA MULTIPLE 510M²","UN",0,"$ 0,00","$ 0,00","$ 0,00","$ 0,00","$ 0,00"]
[12018,"CanchaAsfalt e=0.05  R-IDRD 5.4-A bland geoLAFAYE","M2",156594.34,"$ 62.566,85","$ 12.955,72","$ 29.241,54","$ 51.830,25","$ 0,00"]
[12020,"CanchaAsfalt e=0.05  R-IDRD 5.4-B medio geoLAFAYET","M2",143716.14000000001,"$ 59.194,85","$ 35.549,29","$ 27.942,00","$ 21.030,01","$ 0,00"]
[11829,"CanchaAsfalt e=0.05  R-IDRDgeoT2400-Fontanar**","M2",221567.84,"$ 82.564,05","$ 60.071,86","$ 36.220,37","$ 42.711,59","$ 0,00"]
[12084,"CanchaAsfalt e=0.07R-IDRDgeoLAFAYET-Arborizadora**","M2",378027.89,"$ 138.195,81","$ 123.828,68","$ 50.328,25","$ 65.675,18","$ 0,00"]
[11177,"CanchaAsfalt e=0.08  R-IDRD GEOT2400-TINGUA**","M2",233714.26,"$ 97.542,32","$ 63.051,09","$ 35.829,67","$ 37.291,19","$ 0,00"]
[12017,"CanchaAsfalto e=0.05  R-IDRD 4.3-A blandoGeotextil","M2",164898.79999999999,"$ 63.774,60","$ 13.602,93","$ 30.305,59","$ 57.215,69","$ 0,00"]
[12021,"CanchaAsfalto e=0.05  R-IDRD 4.3-C duros+ geotexti","M2",136645.85,"$ 59.847,48","$ 31.599,61","$ 26.878,96","$ 18.319,82","$ 0,00"]
[12022,"CanchaAsfalto e=0.05  R-IDRD 5.4-C duro geoLAFAYET","M2",137873.79999999999,"$ 61.075,43","$ 31.599,61","$ 26.878,96","$ 18.319,82","$ 0,00"]
[12019,"CanchaAsfalto e=0.05 R-IDRD 4.3-B medio+Geotextil","M2",152281.59,"$ 59.359,85","$ 40.201,60","$ 28.979,94","$ 23.740,21","$ 0,00"]
[10858,"CanchaConcret e=0.07  5.4-A bland geoLAFAY","M2",159565.35999999999,"$ 66.216,97","$ 36.008,03","$ 35.736,84","$ 21.603,51","$ 0,00"]
[13032,"CanchaConcret e=0.07:3.000psi  5.4-A bland geoLAFA","M2",162437.56,"$ 69.089,17","$ 36.008,03","$ 35.736,84","$ 21.603,51","$ 0,00"]
[13947,"CanchaConcret e=0.10  5.4-A bland geoLAFAY","M2",183762.96,"$ 82.314,17","$ 42.734,40","$ 36.774,78","$ 21.939,60","$ 0,00"]
[11952,"CanchaTenis Polvo de Ladrillo-Fontanar**","M2",244484.72,"$ 75.991,52","$ 62.204,01","$ 79.713,23","$ 26.575,96","$ 0,00"]
[10250,"Caneca Acero Iinoxidable M-121 (sumin e insta) **","UN",617476.31000000006,"$ 556.961,37","$ 2.825,57","$ 53.346,65","$ 4.342,72","$ 0,00"]
[15212,"CANECA ACERO INOXIDABLE (Desmonte)","UN",24377.38,"$ 11.040,94","$ 828,76","$ 5.627,17","$ 6.880,51","$ 0,00"]
[13839,"CANECA EN ACERO INOXIDABLE (Desmonte)","UN",24377.38,"$ 11.040,94","$ 828,76","$ 5.627,17","$ 6.880,51","$ 0,00"]
[15797,"Caneca M-120  Transporte e inst.","UN",116258.47,"$ 25.810,58","$ 4.542,61","$ 48.757,79","$ 37.147,51","$ 0,00"]
[12964,"Caneca M-120 (desmonte) STPM **","UN",24377.38,"$ 11.040,94","$ 828,76","$ 5.627,17","$ 6.880,51","$ 0,00"]
[12965,"Caneca M-120 (suministro) STPM **","UN",299205,"$ 299.205,00","$ 0,00","$ 0,00","$ 0,00","$ 0,00"]
[17860,"CANECA METALICA TIPO M-120","UN",380745.75,"$ 323.591,52","$ 2.737,42","$ 51.583,54","$ 2.833,26","$ 0,00"]
[14820,"CANECAS ACERO INOXIDABLE (DESM+SUM+INST)","UN",619168.39,"$ 557.083,99","$ 1.834,92","$ 49.887,91","$ 10.361,57","$ 0,00"]
[14651,"CANECAS ACERO INOXIDABLE (SUM + INST)","UN",594791.01,"$ 546.043,05","$ 1.006,16","$ 44.260,74","$ 3.481,06","$ 0,00"]
[14650,"CANECAS M-120 (SUM + INST)","UN",384356.78,"$ 325.015,58","$ 2.104,72","$ 48.757,79","$ 8.478,71","$ 0,00"]
[14819,"CANECAS M-120(DESM+SUM+INST)","UN",408734.16,"$ 336.056,52","$ 2.933,48","$ 54.384,96","$ 15.359,22","$ 0,00"]
[15937,"CanecaZonaCanina (AceroInox.304Cal.18)+Dispensador","UN",56161.21,"$ 42.170,61","$ 83,54","$ 5.131,31","$ 8.775,76","$ 0,00"]
[232,"CANES EN PLANCHON","ML",31441.1,"$ 9.818,30","$ 0,00","$ 21.622,80","$ 0,00","$ 0,00"]
[12640,"CANTONERA ELECTRICA + CHAPA (SuM+Inst)","UN",108585.13,"$ 53.000,01","$ 0,00","$ 55.585,12","$ 0,00","$ 0,00"]
[10635,"Cantonera Hidráulica Puertas **","UN",291.44,"$ 200,99","$ 0,00","$ 0,00","$ 0,00","$ 90,45"]
[10026,"Cañuel en tierr/revestida/mort1:5 a0.3 e0.02 h0.2","ML",17924.580000000002,"$ 7.541,94","$ 1.189,28","$ 9.193,36","$ 0,00","$ 0,00"]
[16736,"Cañuela  Prefabricada A-125 en \"V\" (Sum+Inst)","ML",103722.32,"$ 56.915,37","$ 3.278,53","$ 31.086,18","$ 12.442,24","$ 0,00"]
[13110,"CAÑUELA EN TERRENO NATURAL h:0.40cm A:30cm incluye","ML",32203.55,"$ 10.361,93","$ 1.040,08","$ 20.801,54","$ 0,00","$ 0,00"]
[16161,"Cañuela en tierra a=0.50M;h=0,40 Mexcav. sin retir","ML",34612.53,"$ 0,00","$ 3.146,59","$ 31.465,94","$ 0,00","$ 0,00"]
[15100,"Cañuela en tierra rellena de cal a=0.3  h=0.2","ML",6662.46,"$ 108,39","$ 1.156,18","$ 5.397,89","$ 0,00","$ 0,00"]
[10890,"Cañuela en tierra/revestida/mort1:5 a0.5 e0.02 h0,","ML",47137.85,"$ 5.519,42","$ 1.390,37","$ 29.317,84","$ 10.910,23","$ 0,00"]
[14998,"CAÑUELA PERIMETRAL A. LL.CONCRETO + SARDINEL","ML",86626.2,"$ 59.946,04","$ 2.472,17","$ 16.298,26","$ 7.909,72","$ 0,00"]
[18623,"CAÑUELA POLIETILENO ( 1 1/2\") E=2\" FOIL","ML",2084.88,"$ 0,00","$ 1.042,44","$ 1.042,44","$ 0,00","$ 0,00"]
[18627,"CAÑUELA POLIETILENO ( 1 1/4\") E=2\" FOIL","ML",2084.88,"$ 0,00","$ 1.042,44","$ 1.042,44","$ 0,00","$ 0,00"]
[16433,"CAÑUELA POLIETILENO ( 1\") E=2\" FOIL BRILLANTE","ML",5453.41,"$ 0,00","$ 259,69","$ 5.193,72","$ 0,00","$ 0,00"]
[16432,"CAÑUELA POLIETILENO ( 1/2\") E=2\" FOIL BRILLANTE","ML",5453.41,"$ 0,00","$ 259,69","$ 5.193,72","$ 0,00","$ 0,00"]
[16434,"CAÑUELA POLIETILENO ( 2\") E=2\" FOIL BRILLANTE","ML",7271.22,"$ 0,00","$ 346,25","$ 6.924,97","$ 0,00","$ 0,00"]
[18609,"CAÑUELA POLIETILENO ( 3/4\") E=2\" FOIL","ML",1895.34,"$ 0,00","$ 947,67","$ 947,67","$ 0,00","$ 0,00"]
[16429,"CAÑUELA POLIETILENO (1\") E=1 1/2\" FOIL BRILLANTE","ML",5453.41,"$ 0,00","$ 259,69","$ 5.193,72","$ 0,00","$ 0,00"]
[16424,"CAÑUELA POLIETILENO (1\") E=1\" FOIL BRILLANTE","ML",5453.41,"$ 0,00","$ 259,69","$ 5.193,72","$ 0,00","$ 0,00"]
[16428,"CAÑUELA POLIETILENO (1/2\") E=1 1/2\" FOIL BRILLANTE","ML",5453.41,"$ 0,00","$ 259,69","$ 5.193,72","$ 0,00","$ 0,00"]
[16423,"CAÑUELA POLIETILENO (1/2\") E=1\" FOIL BRILLANTE","ML",5453.41,"$ 0,00","$ 259,69","$ 5.193,72","$ 0,00","$ 0,00"]
[16431,"CAÑUELA POLIETILENO (2 1/2\") E=1 1/2\" FOIL BRILLAN","ML",7271.22,"$ 0,00","$ 346,25","$ 6.924,97","$ 0,00","$ 0,00"]
[16427,"CAÑUELA POLIETILENO (2 1/2\") E=1\" FOIL BRILLANTE","ML",7271.22,"$ 0,00","$ 346,25","$ 6.924,97","$ 0,00","$ 0,00"]
[16430,"CAÑUELA POLIETILENO (2\") E=1 1/2\" FOIL BRILLANTE","ML",7271.22,"$ 0,00","$ 346,25","$ 6.924,97","$ 0,00","$ 0,00"]
[16425,"CAÑUELA POLIETILENO (2\") E=1\" FOIL BRILLANTE","ML",7271.22,"$ 0,00","$ 346,25","$ 6.924,97","$ 0,00","$ 0,00"]
[16426,"CAÑUELA POLIETILENO (2\") E=1\" FOIL BRILLANTE","ML",7271.22,"$ 0,00","$ 346,25","$ 6.924,97","$ 0,00","$ 0,00"]
[16934,"CAÑUELA POLIURETANO E=1\" RECUB. PAPEL KRAFT 1 1/2\"","ML",5806.38,"$ 352,97","$ 259,69","$ 5.193,72","$ 0,00","$ 0,00"]
[16932,"CAÑUELA POLIURETANO E=1\" RECUB. PAPEL KRAFT 1 1/4\"","ML",4438.47,"$ 341,66","$ 80,33","$ 4.016,48","$ 0,00","$ 0,00"]
[17825,"CAÑUELA POLIURETANO E=1\" RECUB. PAPEL KRAFT 2 1/2\"","ML",5269.94,"$ 431,47","$ 94,87","$ 4.743,60","$ 0,00","$ 0,00"]
[16935,"CAÑUELA POLIURETANO E=1\" RECUB. PAPEL KRAFT 2\"","ML",5815.99,"$ 362,58","$ 259,69","$ 5.193,72","$ 0,00","$ 0,00"]
[16929,"CAÑUELA POLIURETANO e=1\" RECUBR. PAPEL KRAFT 1\"","ML",5783.31,"$ 329,90","$ 259,69","$ 5.193,72","$ 0,00","$ 0,00"]
[17856,"CAÑUELA PREFABRICADA FICHA A-125","ML",107120.63,"$ 57.301,70","$ 2.836,63","$ 34.682,51","$ 12.299,79","$ 0,00"]
[10352,"Cañuela T-C prefabricada (A-120) (canal)**","ML",88183.73,"$ 47.653,99","$ 2.137,39","$ 26.242,12","$ 12.150,23","$ 0,00"]
[10193,"Cañuela tipo B h=0.25*0.30  IDRD**","ML",59212.26,"$ 51.400,00","$ 395,15","$ 7.417,11","$ 0,00","$ 0,00"]
[10353,"Cañuela Tipo C -  fundida en sitio 2.500PSI","ML",78019.990000000005,"$ 31.605,39","$ 4.496,35","$ 28.851,56","$ 13.066,70","$ 0,00"]
[12362,"CañuelaTipo A en sitio 2500 psi  mezc-Obra+Acero *","ML",87695.03,"$ 44.102,31","$ 3.674,33","$ 28.713,53","$ 11.204,84","$ 0,00"]
[10775,"CañuelaTipoB en sitio 2500 psi   Premezclado**","ML",90947.91,"$ 45.288,87","$ 4.288,47","$ 27.898,86","$ 13.471,72","$ 0,00"]
[10776,"CañuelaTipoB en sitio 2500 psi  mezcladObra **","ML",86645.09,"$ 37.526,38","$ 4.331,86","$ 30.068,73","$ 14.718,13","$ 0,00"]
[10297,"CañuelaTipoB+Bordillo en sitio 2500 psi   **","ML",147042.68,"$ 77.817,77","$ 5.094,85","$ 38.843,58","$ 25.286,48","$ 0,00"]
[11436,"Capa Base con Resina**","M2",3922.13,"$ 0,00","$ 511,58","$ 3.410,55","$ 0,00","$ 0,00"]
[16692,"Capa en Concr2.500psi base tuberia para  Filtros","M3",471578.67,"$ 360.747,99","$ 1.684,36","$ 84.218,17","$ 24.928,16","$ 0,00"]
[16451,"Capa Filtrante  en Triturado 3/4\"-1\" + Compación","M3",164513.39000000001,"$ 123.531,50","$ 21.883,19","$ 19.098,70","$ 0,00","$ 0,00"]
[10384,"Carbonilla (Sum+Tansp.)      **","M3",0,"$ 0,00","$ 0,00","$ 0,00","$ 0,00","$ 0,00"]
[15251,"Carbonilla(Escoria 80%+Tierr.Neg:20%+Transp)+Compa","M3",80227.429999999993,"$ 1.658,66","$ 11.862,29","$ 66.706,47","$ 0,00","$ 0,00"]
[13952,"Carbonilla(Escoria Fina+Tierr.Negra+Arena)+Comp","M3",335928.68,"$ 257.359,91","$ 11.862,29","$ 66.706,47","$ 0,00","$ 0,00"]
[624,"CARBURO SOBRE PAÑETE","M2",5497.99,"$ 238,39","$ 0,00","$ 5.259,60","$ 0,00","$ 0,00"]
[13739,"CARCAMO (A=0.85;H=0.25M)CON.3.000PSIG.F.+REFUERZ","ML",135547.29999999999,"$ 100.963,15","$ 5.591,44","$ 24.692,40","$ 4.300,32","$ 0,00"]
[16289,"CARCAMO DE PROTECCIÓN(50X50CM)Mamposteria+Concreto","ML",335954.72,"$ 240.590,34","$ 1.814,66","$ 90.582,08","$ 2.967,64","$ 0,00"]
[17167,"CARCAMO EN CONCRETO F'C 21 MPA TIPO B ESPECIFICACI","ML",454676.45,"$ 318.834,77","$ 5.520,43","$ 78.476,14","$ 51.845,10","$ 0,00"]
[15461,"Carcamo perimet.0.40x0.30 - 3000 psi Campín","ML",109984.89,"$ 58.745,64","$ 4.726,86","$ 46.512,39","$ 0,00","$ 0,00"]
[13123,"CarcamoProtecc.Tubería.Placa 0.10mConc. reforzad.","ML",260176.01,"$ 135.093,79","$ 3.458,98","$ 71.424,79","$ 50.198,44","$ 0,00"]
[17471,"CARCAMOS SUBESTACION, BT Y PLANTA","M2",147300.56,"$ 1.389,63","$ 6.948,14","$ 138.962,79","$ 0,00","$ 0,00"]
[16718,"CárcamoSubest Eléct.(0.30mX0.50M);E=0.10M)3.000psi","ML",193416.15,"$ 165.896,72","$ 2.006,51","$ 25.512,92","$ 0,00","$ 0,00"]
[11301,"CarcamoT-1 2500 psi+Rejilla Peat.Conc.Ref. (canal)","ML",422325.08,"$ 245.809,85","$ 4.697,30","$ 89.231,17","$ 82.586,73","$ 0,00"]
[11452,"CarcamoT-1 3000 psi+Rejilla Veh.Conc.Ref. (canal)","ML",253592.11,"$ 144.621,31","$ 2.929,75","$ 67.338,30","$ 38.702,74","$ 0,00"]
[11495,"CarcamoT-1 h=0.53+Rej.peat.conc.ref 0.46 **","ML",260176.01,"$ 135.093,79","$ 3.458,98","$ 71.424,79","$ 50.198,44","$ 0,00"]
[11485,"CarcamoT-1 h=0.53+Rej.peat.conc.ref Fibrit 0.46 **","ML",354966.35,"$ 222.199,73","$ 3.552,98","$ 76.084,41","$ 53.129,22","$ 0,00"]
[11492,"CarcamoT-1 h=0.53+Rej.vehp.conc.ref Fibrit 0.46 **","ML",611734.79,"$ 486.652,57","$ 3.458,98","$ 71.424,79","$ 50.198,44","$ 0,00"]
[10334,"CarcamoT-2 2500 psi+PlaquetaRejillaPrefab+Imperm.","ML",213442.81,"$ 135.127,99","$ 1.511,18","$ 53.116,15","$ 23.687,48","$ 0,00"]
[11460,"CarcamoT-2 2500 psi+Rejilla Peat.Conc.Ref. (canal)","ML",240087.6,"$ 148.564,38","$ 1.483,98","$ 56.454,46","$ 33.584,78","$ 0,00"]
[11656,"CarcamoT-2 3000 h=0.37+Rej.peat.conc.ref 0.40 **","ML",230574.8,"$ 121.879,69","$ 2.922,55","$ 66.702,76","$ 39.069,78","$ 0,00"]
[10703,"CarcamoT-2 3000 psi+Rejilla Conc. Reforz. (canal)","ML",358883.49,"$ 194.503,67","$ 2.096,59","$ 65.677,40","$ 96.605,83","$ 0,00"]
[16062,"CarcamoT-2 3000 psi+Rejilla madera plastic (canal)","ML",501718.46,"$ 337.338,64","$ 2.096,59","$ 65.677,40","$ 96.605,83","$ 0,00"]
[11499,"CarcamoT-2 h=0.35+Rej.peat.conc.ref 3.500psi","ML",296997.71000000002,"$ 201.631,34","$ 2.521,55","$ 61.908,77","$ 30.936,03","$ 0,00"]
[11487,"CarcamoT-2 h=0.35+Rej.peat.conc.reforzado  **","ML",295799.52,"$ 195.457,99","$ 2.670,88","$ 63.342,56","$ 34.328,06","$ 0,00"]
[11466,"CarcamoT-2 h=0.37+Rej.peat.conc.3.500psi **","ML",302974.44,"$ 196.312,15","$ 2.871,43","$ 65.557,31","$ 38.233,55","$ 0,00"]
[11494,"CarcamoT-2 h=0.37+Rej.peat.conc.ref 0.40 **","ML",302974.44,"$ 196.312,15","$ 2.871,43","$ 65.557,31","$ 38.233,55","$ 0,00"]
[11496,"CarcamoT-2 h=0.37+Rej.peat.conc.ref Titan 0.40 **","ML",302422.68,"$ 195.798,54","$ 2.870,68","$ 65.519,91","$ 38.233,55","$ 0,00"]
[10324,"CarcamoT-5 sitio 2500 psi+RejCorbatin(canal)h=10cm","ML",153945.01999999999,"$ 58.920,29","$ 1.245,96","$ 63.152,62","$ 30.626,13","$ 0,00"]
[15112,"CarcamoT-B 2500 psi+Rejilla Vehic. (35x40 Inter)","ML",444674.7,"$ 312.542,94","$ 3.355,00","$ 78.081,20","$ 50.695,57","$ 0,00"]
[17746,"Cargador de baterias PLN-24CH12 (SUMI INST)","UN",5963513.3099999996,"$ 5.845.487,00","$ 3.382,01","$ 114.644,30","$ 0,00","$ 0,00"]
[15364,"Cargue para Retiro de Sobrantes Manual","M3",9687.7099999999991,"$ 0,00","$ 461,32","$ 9.226,39","$ 0,00","$ 0,00"]
[13298,"Cargue y Reiro de escombros con Minicargador","M3",64722.25,"$ 0,00","$ 7.054,41","$ 0,00","$ 57.667,84","$ 0,00"]
[13299,"Cargue+Retiro Escombros Retroexcavadora(4Vjes/Dia)","M3",63561.760000000002,"$ 0,00","$ 5.893,92","$ 0,00","$ 57.667,84","$ 0,00"]
[17894,"CARRO DESPLAZAMIENTO LINEA DE VIDA","UN",0,"$ 0,00","$ 0,00","$ 0,00","$ 0,00","$ 0,00"]
[15910,"CARTELERA INFORMATIVA  ALUMINIO (Sum+Inst)","UN",45249.760000000002,"$ 0,00","$ 1.199,12","$ 23.982,48","$ 20.068,16","$ 0,00"]
[313,"CASETON DE CASETEX b=.40 h=.30","M2",24285.39,"$ 20.194,59","$ 0,00","$ 4.090,80","$ 0,00","$ 0,00"]
[378,"CASETON DE CASETEX b=.40 h=.45","M2",26809.72,"$ 22.718,92","$ 0,00","$ 4.090,80","$ 0,00","$ 0,00"]
[379,"CASETON DE CASETEX b=.50 h=.30","M2",26178.639999999999,"$ 22.087,84","$ 0,00","$ 4.090,80","$ 0,00","$ 0,00"]
[384,"CASETON DE CASETEX b=.50 h=.45","M2",28702.959999999999,"$ 24.612,16","$ 0,00","$ 4.090,80","$ 0,00","$ 0,00"]
[388,"CASETON DE CASETEX b=.60 h=.30","M2",20057.150000000001,"$ 15.966,35","$ 0,00","$ 4.090,80","$ 0,00","$ 0,00"]
[419,"CASETON DE CASETEX b=.60 h=.45","M2",21319.31,"$ 17.228,51","$ 0,00","$ 4.090,80","$ 0,00","$ 0,00"]
[451,"CASETON DE CASETEX h=.70","M2",26809.72,"$ 22.718,92","$ 0,00","$ 4.090,80","$ 0,00","$ 0,00"]
[626,"CASETON DE CASETEX h=.90","M2",28513.63,"$ 24.422,83","$ 0,00","$ 4.090,80","$ 0,00","$ 0,00"]
[72,"CASETON DE GUADUA b=.40 h=.30","M2",20873.28,"$ 16.782,48","$ 0,00","$ 4.090,80","$ 0,00","$ 0,00"]
[840,"CASETON DE GUADUA b=.40 h=.45","M2",23326.959999999999,"$ 18.933,44","$ 0,00","$ 4.393,52","$ 0,00","$ 0,00"]
[73,"CASETON DE GUADUA b=.50 h=.30","M2",21614.44,"$ 17.523,64","$ 0,00","$ 4.090,80","$ 0,00","$ 0,00"]
[841,"CASETON DE GUADUA b=.50 h=.45","M2",23425.74,"$ 19.334,94","$ 0,00","$ 4.090,80","$ 0,00","$ 0,00"]
[74,"CASETON DE GUADUA b=.60 h=.30","M2",22217.82,"$ 18.127,02","$ 0,00","$ 4.090,80","$ 0,00","$ 0,00"]
[842,"CASETON DE GUADUA b=.60 h=.45","M2",23812.080000000002,"$ 19.721,28","$ 0,00","$ 4.090,80","$ 0,00","$ 0,00"]
[70,"CASETON DE GUADUA h=.70","M2",30781.77,"$ 26.690,97","$ 0,00","$ 4.090,80","$ 0,00","$ 0,00"]
[71,"CASETON DE GUADUA h=.90","M2",34004.89,"$ 29.914,09","$ 0,00","$ 4.090,80","$ 0,00","$ 0,00"]
[16554,"CASILLERO PARA VESTIDORES DE ADULTOS (SUM+INST)","UN",108323.32,"$ 13.717,22","$ 0,00","$ 94.392,43","$ 213,67","$ 0,00"]
[10542,"Casquete de esfera con recubrimiento en caucho EPDM e=2cms. ","M2",611905.65,"$ 515.959,14","$ 42.165,55","$ 50.914,08","$ 2.866,88","$ 0,00"]
[17132,"Cassette Multimodo 12 Fibras 6 puertos (SUMI INST)","UN",169968.87,"$ 0,00","$ 4.950,55","$ 165.018,32","$ 0,00","$ 0,00"]
[10639,"CAUCHO GRANULADO SBR 0,8 a 2,0mm (Sum+trasiego) Mantenimiento correctivo ","KG",1609.08,"$ 1.464,49","$ 1,44","$ 71,93","$ 71,22","$ 0,00"]
[11027,"CAUCHO GRANULADO SBR 0,8 a 2,0mm (Sum+trasiego) Mantenimiento Rutinario","M2",1609.08,"$ 1.464,49","$ 1,44","$ 71,93","$ 71,22","$ 0,00"]
[794,"CELADOR RESIDENTE EN OBRA CON PREST.","MES",0,"$ 0,00","$ 0,00","$ 0,00","$ 0,00","$ 0,00"]
[16722,"Celda  Protecc(15 Kv)+Seccionador en Aire+Fusibles","UN",564658.56000000006,"$ 653,65","$ 16.427,33","$ 547.577,58","$ 0,00","$ 0,00"]
[11858,"Celda de Protección(GabineteSeccionador+Fusibles)","UN",689129.03,"$ 0,00","$ 93.936,00","$ 595.193,03","$ 0,00","$ 0,00"]
[15736,"Celda Duplex  MT (Entrada-Salida) 17.5 kV, 630 A","UN",416871,"$ 0,00","$ 12.141,87","$ 404.729,13","$ 0,00","$ 0,00"]
[18665,"CELDA EN AIRE ENTRADA Y SALIDA","UN",15892349.57,"$ 15.240.780,00","$ 130.459,10","$ 521.110,47","$ 0,00","$ 0,00"]
[15740,"Celda medida indirecta en media tension codensa","UN",23904049.18,"$ 23.304.014,01","$ 264.787,43","$ 335.247,74","$ 0,00","$ 0,00"]
[17463,"CELDA PARA TRANSFORMADOR TRIFASICO DE 500 kVA","UN",260946.07,"$ 0,00","$ 390,83","$ 260.555,24","$ 0,00","$ 0,00"]
[16724,"CELDA PARA TRANSFROMADOR SECO (15KV)","UN",3177763.94,"$ 2.809.934,65","$ 10.713,47","$ 357.115,82","$ 0,00","$ 0,00"]
[16723,"CELDA PARA tRANSFROMADOR SECO (75KV)","UN",368482.94,"$ 653,65","$ 10.713,47","$ 357.115,82","$ 0,00","$ 0,00"]
[15738,"celda para.  transfor. trif.  t.seco de 225 kVA","UN",4133446.07,"$ 3.856.348,00","$ 8.070,82","$ 269.027,25","$ 0,00","$ 0,00"]
[17232,"Celda Transformador 500 kVA 13200/440/254V","UN",6678889.8200000003,"$ 5.632.285,68","$ 353.893,85","$ 463.359,89","$ 229.350,40","$ 0,00"]
[16724,"CELDA TRANSFORMADOR SECO 500 KVA CDRD COMETAS","UN",6007910.9400000004,"$ 5.632.939,33","$ 17.855,79","$ 357.115,82","$ 0,00","$ 0,00"]
[17466,"CELDA TRIPLEX  EN AIRE CELDA CON SECCIO DE ENTRADA","UN",19904096.25,"$ 19.382.204,11","$ 781,67","$ 521.110,47","$ 0,00","$ 0,00"]
[15737,"Celda Triplex MT(Entrada-Salida Protección)17.5KV-630A-NormaCTS 506-2+AccesoriosCefe Cometas(Sum+Ins","UN",19796104.789999999,"$ 19.381.022,93","$ 12.089,76","$ 402.992,10","$ 0,00","$ 0,00"]
[10489,"Celda Triplex MT(Seccionadores SF6)11.4KV-630A-NormaCTS 508+Accesorios Cefe Cometas(Sum+Ins","UN",19796104.789999999,"$ 19.381.022,93","$ 12.089,76","$ 402.992,10","$ 0,00","$ 0,00"]
[14445,"Celda y Tablero Distrib. Baja Tensión  Gral. 208V","UN",4392349.1399999997,"$ 2.396.173,07","$ 181.470,55","$ 1.814.705,52","$ 0,00","$ 0,00"]
[16613,"CELDA+SECCIONADORES DE ENTRADA Y SALIDA (15 Kv)","UN",564658.56000000006,"$ 653,65","$ 16.427,33","$ 547.577,58","$ 0,00","$ 0,00"]
[597,"CELOSIA ALUMINIO","ML",156612.22,"$ 150.026,10","$ 0,00","$ 6.586,12","$ 0,00","$ 0,00"]
[12299,"CELOSIA ALUMINIO m2","M2",144417.84,"$ 139.751,11","$ 0,00","$ 4.666,73","$ 0,00","$ 0,00"]
[13999,"Cemento 3% compSubbas(Atraque Bordillo - Suministr","M3",52488.45,"$ 28.892,07","$ 2.468,49","$ 14.005,57","$ 7.122,33","$ 0,00"]
[11430,"Cenefa  piso con mortero a=10cm e=4cm**","ML",12002.13,"$ 2.085,71","$ 196,78","$ 9.719,64","$ 0,00","$ 0,00"]
[14569,"CENEFA  ZAPAN  a= 0,16  e= 18 mm + liston c/0,35m","ML",22716.61,"$ 3.624,93","$ 852,60","$ 17.052,02","$ 1.187,06","$ 0,00"]
[10154,"Cenefa confinamiento adoquin pegado en bordillo **","ML",17421.12,"$ 931,90","$ 3,36","$ 16.485,86","$ 0,00","$ 0,00"]
[13468,"CENEFA EN VIDRIO (MALLA MIX) H=0.10M ENBOQ.SIN ARE","ML",13112.79,"$ 933,50","$ 579,97","$ 11.599,32","$ 0,00","$ 0,00"]
[13942,"Cenefa Franja Conc.1500 psi;e=0.10m;a=0.05m","ML",9046.61,"$ 1.539,69","$ 668,15","$ 6.681,49","$ 157,28","$ 0,00"]
[15238,"Cenefa o Dilatac adoq arcill e=0.06a=0.24 blan**","ML",29393.96,"$ 7.486,66","$ 1.761,71","$ 10.000,82","$ 10.144,78","$ 0,00"]
[10396,"Cenefa o Dilatac adoq arcill e=0.09a=0.25 blan**","ML",37831.24,"$ 15.923,94","$ 1.761,71","$ 10.000,82","$ 10.144,78","$ 0,00"]
[10153,"Cenefa o Dilatac adoqui arcill e=0.09a=0.25 blan**","ML",57678.97,"$ 16.019,73","$ 10.733,18","$ 26.183,22","$ 4.742,85","$ 0,00"]
[10246,"Cenefa o Dilatac adoqui arcill e=0.09a=0.25 Med **","ML",55075.19,"$ 15.671,49","$ 9.414,67","$ 25.923,74","$ 4.065,30","$ 0,00"]
[10280,"Cenefa o Dilatac adoqui arcill e=0.09a=0.5 bland**","ML",97485.47,"$ 32.631,60","$ 19.700,55","$ 35.667,63","$ 9.485,69","$ 0,00"]
[10279,"Cenefa o Dilatac adoqui arcill e=0.09a=0.5 Medio**","ML",91073.25,"$ 31.411,33","$ 16.682,35","$ 34.848,97","$ 8.130,60","$ 0,00"]
[10825,"Cenefa o Dilatac adoqui arcill e=0.12a=0.25 blan**","ML",62652.15,"$ 21.033,72","$ 10.132,15","$ 26.743,44","$ 4.742,85","$ 0,00"]
[10500,"Cenefa o Dilatac conce=0.09a=0.25 sinEstruct +Acer","ML",46505.84,"$ 15.161,08","$ 604,31","$ 30.180,16","$ 560,29","$ 0,00"]
[13932,"Cenefa o Dilatac concr 3.000PSI e=0.05a=0.15 sinEs","ML",24996.69,"$ 2.691,69","$ 1.053,44","$ 21.068,76","$ 182,81","$ 0,00"]
[10869,"Cenefa o Dilatac concr e=0.09a=0.25 sinEstruct**","ML",16903.75,"$ 9.828,16","$ 272,14","$ 6.803,45","$ 0,00","$ 0,00"]
[16636,"Cenefa o Dilatac concr e=0.10 a=0.20 sinEstruct**","ML",16792.14,"$ 8.755,57","$ 382,69","$ 7.653,88","$ 0,00","$ 0,00"]
[13283,"Cenefa o Dilatac concr e=0.13, a=0.25+Subb+Conc p","ML",47707.23,"$ 14.309,24","$ 1.744,40","$ 25.488,03","$ 6.165,56","$ 0,00"]
[14115,"Cenefa o Dilatac concr e=0.15, a=0.20+Subb+Base","ML",64028.3,"$ 20.048,31","$ 6.623,82","$ 25.117,12","$ 12.239,06","$ 0,00"]
[10082,"Cenefa o Dilatac concreto e=0.09 a=0.40 bland **","ML",77127.539999999994,"$ 23.818,02","$ 15.601,13","$ 29.222,42","$ 8.485,97","$ 0,00"]
[10247,"Cenefa o Dilatac concreto e=0.09 a=0.40 Medio **","ML",73262.44,"$ 23.006,13","$ 14.047,19","$ 28.807,24","$ 7.401,89","$ 0,00"]
[10145,"Cenefa o Dilatac concreto e=0.09 a=0.60 bland **","ML",102641.44,"$ 35.619,60","$ 22.779,10","$ 31.513,78","$ 12.728,94","$ 0,00"]
[10148,"Cenefa o Dilatac concreto e=0.09 a=0.60 Medio **","ML",96321.7,"$ 33.879,66","$ 20.448,19","$ 30.891,02","$ 11.102,82","$ 0,00"]
[10198,"Cenefa o Dilatac en concr e=0.09a=0.25 blan2500psi","ML",58990.15,"$ 15.966,55","$ 10.217,61","$ 27.502,86","$ 5.303,14","$ 0,00"]
[15717,"Cenefa o Dilatac en concr e=0.09a=0.25 Duro**","ML",48234.38,"$ 13.517,38","$ 6.330,46","$ 25.793,61","$ 2.592,94","$ 0,00"]
[10146,"Cenefa o Dilatac en concr e=0.09a=0.25 Medio**","ML",55720.1,"$ 14.569,48","$ 9.281,66","$ 27.243,38","$ 4.625,59","$ 0,00"]
[13127,"Cenefa o DilatacConcreto2.500psle=0.09m a=0.16m","ML",31725.13,"$ 8.801,42","$ 2.200,62","$ 17.075,46","$ 3.647,63","$ 0,00"]
[13008,"Cenefa o Franja Conc.2.000psi;e=5cm;a=0.20m+Morter","ML",22226.67,"$ 4.595,73","$ 824,40","$ 16.487,93","$ 318,61","$ 0,00"]
[13473,"Cenefa o Franja Conc.3.000 psi;e=0.10m;ap=0.115m**","ML",12268.7,"$ 4.421,53","$ 358,63","$ 7.172,54","$ 315,99","$ 0,00"]
[16637,"Cenefa o Franja Conc.3.000 psi;e=0.10m;ap=0.12m**","ML",12311.05,"$ 4.458,07","$ 358,78","$ 7.175,59","$ 318,61","$ 0,00"]
[14571,"Cenefa pared Pizarra natural negra 0,10x0,60 Gimna","ML",13901.7,"$ 660,63","$ 1.003,67","$ 12.118,69","$ 118,71","$ 0,00"]
[13961,"Cenefa/Dilatación Adoquín arcilla e=0.12m;a=0.24m","ML",16287.73,"$ 7.405,41","$ 448,08","$ 8.434,24","$ 0,00","$ 0,00"]
[18801,"CENTRAL CONVENCIONAL. 4 ZONAS. 2 SALIDAS 1 ALARMA","UN",236947.3,"$ 0,00","$ 4.644,83","$ 232.241,57","$ 60,90","$ 0,00"]
[12379,"CENTRAL TELEFÓNICA KXTEM 824 6L-16EXT.**","UN",443653.51,"$ 78.876,18","$ 17.370,35","$ 347.406,98","$ 0,00","$ 0,00"]
[12482,"Cepillado de Campo Sintético**","UN",334003.99,"$ 0,00","$ 274.473,83","$ 59.530,16","$ 0,00","$ 0,00"]
[5,"CERCA EN LAMINA    H=2.20 M.","ML",46440.31,"$ 6,79","$ 2.211,12","$ 44.222,40","$ 0,00","$ 0,00"]
[7,"CERCA EN LAMINA / BASE","ML",121694.02,"$ 93.099,33","$ 1.361,65","$ 27.233,04","$ 0,00","$ 0,00"]
[1,"CERCA EN TABLA CHAPA h= 1.50 M","ML",35552.01,"$ 23.689,51","$ 564,88","$ 11.297,62","$ 0,00","$ 0,00"]
[6,"CERCA EN TABLA CHAPA h= 1.70 M","ML",44221.82,"$ 28.405,16","$ 753,17","$ 15.063,49","$ 0,00","$ 0,00"]
[12642,"CERCA EN TABLA CHAPA h= 1.80 M","ML",39317.69,"$ 25.478,10","$ 659,03","$ 13.180,56","$ 0,00","$ 0,00"]
[277,"CERCA EN TABLA CHAPA h= 1.90 M","ML",51762.8,"$ 33.310,02","$ 878,70","$ 17.574,08","$ 0,00","$ 0,00"]
[278,"CERCA EN TABLA CHAPA h= 2.00 M","ML",56067.47,"$ 36.296,63","$ 941,47","$ 18.829,37","$ 0,00","$ 0,00"]
[13332,"CERCA POSTE CONC.11X11+ALAMBRE DE PUAS 5 HILOS","ML",61050.49,"$ 49.371,88","$ 383,51","$ 7.097,66","$ 4.197,43","$ 0,00"]
[4,"Cerca Poste madera+Alambre de puas 4 Hilos","ML",9133.16,"$ 4.709,00","$ 0,00","$ 4.424,16","$ 0,00","$ 0,00"]
[12173,"Cerca Poste madera+Alambre Puas 8 hilos+BaseConcr","ML",24541.3,"$ 16.355,98","$ 0,00","$ 7.916,10","$ 269,22","$ 0,00"]
[18672,"Cerr Mad Inm 15 cm hinc + mall eslab galv h 1.5m","UN",0,"$ 0,00","$ 0,00","$ 0,00","$ 0,00","$ 0,00"]
[18671,"Cerr/mto Estac Mad Inm 15 cm Hin + Malla Eslab Gal","UN",0,"$ 0,00","$ 0,00","$ 0,00","$ 0,00","$ 0,00"]
[752,"CERRADURA ALCOBA","UN",41201.800000000003,"$ 28.345,00","$ 0,00","$ 12.856,80","$ 0,00","$ 0,00"]
[1017,"CERRADURA ANTIPANICO PUERTA DOBLE","UN",706102.69,"$ 593.572,00","$ 0,00","$ 112.530,69","$ 0,00","$ 0,00"]
[1014,"CERRADURA ANTIPANICO PUERTA SENCILLA","UN",0,"$ 0,00","$ 0,00","$ 0,00","$ 0,00","$ 0,00"]
[1015,"CERRADURA ANTIPANICO PUERTA SENCILLA","UN",711729.22,"$ 593.572,00","$ 5.626,53","$ 112.530,69","$ 0,00","$ 0,00"]
[14595,"CERRADURA ANTIPANICO VERT. TIPO PUSH CON MANIJA EX","UN",115627.03,"$ 0,00","$ 2.250,61","$ 112.530,69","$ 845,73","$ 0,00"]
[749,"CERRADURA BAÑOS","UN",12272.4,"$ 0,00","$ 0,00","$ 12.272,40","$ 0,00","$ 0,00"]
[754,"CERRADURA CUARTO DE BASURAS","UN",67906.399999999994,"$ 55.634,00","$ 0,00","$ 12.272,40","$ 0,00","$ 0,00"]
[755,"CERRADURA CUARTO DE BOMBAS","UN",67906.399999999994,"$ 55.634,00","$ 0,00","$ 12.272,40","$ 0,00","$ 0,00"]
[756,"CERRADURA CUARTO SUBESTACION","UN",50588.4,"$ 38.316,00","$ 0,00","$ 12.272,40","$ 0,00","$ 0,00"]
[757,"CERRADURA DEPOSITO","UN",12272.4,"$ 0,00","$ 0,00","$ 12.272,40","$ 0,00","$ 0,00"]
[14600,"CERRADURA DOBLE CILINDRO CROMO Gimnasio","UN",139657.39000000001,"$ 111.633,60","$ 411,60","$ 27.440,18","$ 172,01","$ 0,00"]
[14598,"CERRADURA MANIJA SATINADO Gim Col Sur","UN",28023.79,"$ 0,00","$ 411,60","$ 27.440,18","$ 172,01","$ 0,00"]
[18936,"Cerradura schlage ref C100 ultra sobreponer CDRC","UN",12886.02,"$ 0,00","$ 613,62","$ 12.272,40","$ 0,00","$ 0,00"]
[18940,"Cerradura Schlage Ref LA62 T.Cerrojo Segur. Cromad","UN",12886.02,"$ 0,00","$ 613,62","$ 12.272,40","$ 0,00","$ 0,00"]
[18939,"Cerradura Schlage Ref Latitude a40s T.Botón Llave","UN",12886.02,"$ 0,00","$ 613,62","$ 12.272,40","$ 0,00","$ 0,00"]
[18938,"Cerradura Schlage ref Latitude A80pdCromadoMate","UN",12886.02,"$ 0,00","$ 613,62","$ 12.272,40","$ 0,00","$ 0,00"]
[18941,"Cerradura Schlage Ref. Latitude a50pd T.Botón Crom","UN",12886.02,"$ 0,00","$ 613,62","$ 12.272,40","$ 0,00","$ 0,00"]
[18937,"Cerradura Steelcraft   Ref Serie SZ","UN",12886.02,"$ 0,00","$ 613,62","$ 12.272,40","$ 0,00","$ 0,00"]
[10310,"cerram contra impac en recuad existente  h=2.5m**","ML",261496.03,"$ 112.782,73","$ 5.620,85","$ 123.517,93","$ 7.122,33","$ 12.452,19"]
[14131,"Cerram.obra Teja de zinc .h=2.10ml","ML",119624.41,"$ 67.868,39","$ 735,92","$ 49.061,46","$ 1.958,64","$ 0,00"]
[18670,"Cerram.obra Teja de zinc .h=2.10ml Exterior CDRC","ML",120850.94,"$ 68.359,00","$ 1.471,84","$ 49.061,46","$ 1.958,64","$ 0,00"]
[18669,"Cerram.obra Teja de zinc .h=3.05 interior CDRC**","ML",61742.33,"$ 46.457,97","$ 591,16","$ 14.693,20","$ 0,00","$ 0,00"]
[13408,"Cerram.obra Teja de zinc .h=3.05 interior**","ML",61448.46,"$ 46.311,04","$ 444,22","$ 14.693,20","$ 0,00","$ 0,00"]
[11528,"Cerram.obra vara roll.Teja de zinc y polis.h=3.0**","ML",135838.93,"$ 102.219,92","$ 727,18","$ 28.841,00","$ 4.050,83","$ 0,00"]
[10555,"Cerramalla eslabonada cal 12 IDRD h=2m +Pilotín h=1.5mØ=0.30mConc.3000psi","ML",565100.97,"$ 322.536,48","$ 3.998,41","$ 161.089,24","$ 27.580,03","$ 49.896,80"]
[18215,"CerramienGraderiaPiscinaEstrucMetalEnTubularS/Espe","M2",7400.9,"$ 50,31","$ 4.953,03","$ 2.397,56","$ 0,00","$ 0,00"]
[16879,"CerramientLateralTejaPolicarTrap.AjotaTraslucA-360","M2",24221.27,"$ 2.765,31","$ 3.532,37","$ 15.056,71","$ 2.866,88","$ 0,00"]
[17097,"Cerramiento Buitrones Malla ExpandidaHierro Cal.22","M2",38240.019999999997,"$ 15.628,18","$ 2.595,59","$ 20.016,26","$ 0,00","$ 0,00"]
[13908,"CERRAMIENTO CAMPIN-FIFA H=1M.TUB.Ø4\"Pilot=1.5m","ML",355868.32,"$ 191.560,53","$ 29.213,83","$ 98.066,97","$ 8.019,98","$ 29.007,00"]
[13822,"CERRAMIENTO CAMPIN-FIFA H=1M.TUB.Ø4\"Pilot=1.80m","ML",396700.34,"$ 204.568,09","$ 30.426,12","$ 117.570,03","$ 8.645,18","$ 35.490,92"]
[10087,"Cerramiento contra impacto IDRD h= 5 **","ML",1441337.98,"$ 866.838,93","$ 27.683,54","$ 420.743,40","$ 49.915,35","$ 76.156,76"]
[20603,"Cerramiento contra impacto IDRD h= 5 incluye tubo negro 4\" + galvanizado","ML",1441786.56,"$ 867.266,15","$ 27.683,54","$ 420.743,40","$ 49.915,35","$ 76.178,12"]
[10738,"Cerramiento contra impacto IDRD h= 5 sin viga","ML",1175809.5,"$ 719.946,89","$ 17.953,01","$ 354.499,20","$ 33.237,54","$ 50.172,85"]
[10074,"Cerramiento contra impacto IDRD h=2.5 **","ML",1025650.8,"$ 673.616,94","$ 7.529,31","$ 251.321,73","$ 26.822,34","$ 66.360,47"]
[15656,"Cerramiento contra impacto IDRD h=2.5 sin viga","ML",779168,"$ 516.868,35","$ 5.354,53","$ 207.161,76","$ 16.618,77","$ 33.164,58"]
[10090,"Cerramiento contra impacto IDRD h=3.0 **","ML",786579.47,"$ 419.657,65","$ 8.314,71","$ 278.340,20","$ 26.822,34","$ 53.444,56"]
[13904,"Cerramiento en Làmina Drywall (Incl. lámina)","M2",41545.480000000003,"$ 14.802,18","$ 1.218,88","$ 24.377,67","$ 1.146,75","$ 0,00"]
[13903,"Cerramiento en LàminaSuperboardH=2.40m(Sin Lamina)","M2",59417.24,"$ 16.328,27","$ 4.531,77","$ 37.123,77","$ 1.433,44","$ 0,00"]
[17862,"CERRAMIENTO EN MALLA. ESTRUCTURA METALICA","M2",71102.14,"$ 44.647,40","$ 6.952,41","$ 19.502,34","$ 0,00","$ 0,00"]
[16861,"Cerramiento lateralPanelAluminioPerforado+Pintura","M2",0,"$ 0,00","$ 0,00","$ 0,00","$ 0,00","$ 0,00"]
[16666,"Cerramiento Lona (Obra Zona Interior)","M2",9487.9,"$ 3.554,59","$ 116,34","$ 5.816,97","$ 0,00","$ 0,00"]
[12444,"Cerramiento lona h=1.00 mt(Exc) **","ML",21265.3,"$ 16.628,70","$ 98,56","$ 4.538,04","$ 0,00","$ 0,00"]
[11646,"Cerramiento lona h=2.20 mts(Exc) **","ML",23294.7,"$ 10.425,25","$ 259,99","$ 12.609,46","$ 0,00","$ 0,00"]
[10526,"Cerramiento lona h=2.20 mts(Exc+base conc) **","ML",25390.21,"$ 11.459,09","$ 272,66","$ 13.242,99","$ 415,47","$ 0,00"]
[13491,"Cerramiento lona h=2.20 mts(Exc+base conc) **","M2",16099,"$ 4.524,82","$ 199,68","$ 9.984,06","$ 1.390,44","$ 0,00"]
[15260,"Cerramiento Malla Ondulada.cal 10 IDRDh=2.50 ml","ML",715494.77,"$ 356.331,55","$ 5.188,45","$ 212.523,73","$ 25.087,93","$ 116.363,10"]
[10519,"Cerramiento Paneles Modulares Acero Alto=1.0 m Ancho=2.5  STC","ML",163211.51,"$ 163.211,51","$ 0,00","$ 0,00","$ 0,00","$ 0,00"]
[10520,"Cerramiento Paneles Modulares Acero Alto=1.5 m Ancho=2.5  STC","ML",200507.48,"$ 200.507,48","$ 0,00","$ 0,00","$ 0,00","$ 0,00"]
[10521,"Cerramiento Paneles Modulares Acero Alto=2.0 m Ancho=2.5  STC","ML",244007.04000000001,"$ 244.007,04","$ 0,00","$ 0,00","$ 0,00","$ 0,00"]
[10522,"Cerramiento Paneles Modulares Acero Alto=2.0 m Ancho=3.0  STC","ML",220182.76,"$ 220.182,76","$ 0,00","$ 0,00","$ 0,00","$ 0,00"]
[10523,"Cerramiento Paneles Modulares Acero Alto=2.4 m Ancho=3.0  STC","ML",265658.06,"$ 265.658,06","$ 0,00","$ 0,00","$ 0,00","$ 0,00"]
[11281,"Cerramiento Perimetral Hierro Forjado H=2,40m***","ML",655641.19999999995,"$ 372.169,26","$ 50.674,36","$ 162.061,66","$ 11.870,55","$ 58.865,36"]
[13926,"Cerramiento Policarbonato Tribuna/Pista Patinaje","ML",867865.57,"$ 767.926,38","$ 11.703,90","$ 79.634,65","$ 8.600,64","$ 0,00"]
[14627,"CERRAMIENTO REJA PEQUEÑA (SUM + INST)","ML",42516.58,"$ 2.152,71","$ 11.973,21","$ 27.372,92","$ 1.017,74","$ 0,00"]
[14794,"CERRAMIENTO REJA PEQUEÑA(DESM+SUM+INST)","ML",56528.480000000003,"$ 2.152,71","$ 14.516,17","$ 37.637,77","$ 2.221,83","$ 0,00"]
[10793,"Cerramiento superior concertina 18\" **","ML",44895.25,"$ 879,69","$ 3.670,89","$ 40.344,67","$ 0,00","$ 0,00"]
[16767,"CerramientoContraImpacto h=2.5 + MallaNylon+Pilot","ML",1193201.58,"$ 638.699,47","$ 16.373,33","$ 447.708,30","$ 29.906,39","$ 60.514,09"]
[11663,"CerramientoLaminaTrapeziodalCal.24(Tubo Rect+Lámin","ML",141036.01,"$ 80.172,29","$ 2.799,63","$ 55.498,82","$ 2.565,27","$ 0,00"]
[19193,"CerramientoModularContraImpacto H=2.0M A=2.5M STC","ML",662261,"$ 662.261,00","$ 0,00","$ 0,00","$ 0,00","$ 0,00"]
[19195,"CerramientoModularContraImpacto H=2.4M A=2.5M STC","ML",710793,"$ 710.793,00","$ 0,00","$ 0,00","$ 0,00","$ 0,00"]
[19197,"CerramientoModularContraImpacto H=4.0M A=2.5M STC","ML",1069252,"$ 1.069.252,00","$ 0,00","$ 0,00","$ 0,00","$ 0,00"]
[19198,"CerramientoModularContraImpacto H=4.8M A=2.5M STC","ML",1178331,"$ 1.178.331,00","$ 0,00","$ 0,00","$ 0,00","$ 0,00"]
[11214,"CerramMalla  IDRD  (Invel)**","ML",369514.56,"$ 166.315,47","$ 11.447,79","$ 150.715,79","$ 10.683,50","$ 30.352,01"]
[10945,"CerramMalla esla cal10 IDRDh=2.5 incluColumneta***","ML",696565.63,"$ 409.015,37","$ 18.327,81","$ 246.430,98","$ 22.791,46","$ 0,00"]
[10311,"CerramMalla eslab cal 12 IDRD h=2.5 sobrColumnet**","ML",524571.76,"$ 259.285,84","$ 3.671,01","$ 168.188,67","$ 22.791,46","$ 70.634,78"]
[15551,"CerramMalla eslab.C10 h=2.00 Pilote 0.70m+EstrMeta","ML",373164.67,"$ 215.144,23","$ 11.132,52","$ 88.376,06","$ 20.773,47","$ 37.738,39"]
[13671,"CerramMalla eslab.cal 10 IDRD h=1.5 Pilote 0.70m**","ML",353696.13,"$ 194.120,27","$ 7.928,29","$ 86.161,80","$ 12.464,08","$ 53.021,70"]
[12088,"CerramMalla eslab.cal 10 IDRD h=1.5 Pilote 1.00m**","ML",408290.98,"$ 221.137,96","$ 8.370,29","$ 93.067,78","$ 16.815,82","$ 68.899,13"]
[10403,"CerramMalla eslab.cal 10 IDRD h=1.5 Pilote 1.50m**","ML",399847.95,"$ 220.163,59","$ 8.167,26","$ 90.379,96","$ 13.390,45","$ 67.746,70"]
[10499,"CerramMalla eslab.cal 12 IDRD h=5, 3000 psi **","ML",1187288.44,"$ 720.993,04","$ 14.971,73","$ 335.224,06","$ 48.489,93","$ 67.609,68"]
[10237,"CerramMalla eslabon.cal 10+Cruc.IDRDh=2.50m **","ML",840516.39,"$ 465.728,66","$ 19.738,46","$ 212.083,66","$ 34.894,31","$ 108.071,29"]
[13214,"CerramMalla eslabon.cal 10+IDRDh=2.50m **","ML",761460.95,"$ 428.976,60","$ 6.363,11","$ 261.058,52","$ 33.232,43","$ 31.830,29"]
[13927,"CerramMalla eslabon.cal 10+IDRDh=2.50m Sin Viga **","ML",643150.51,"$ 350.806,73","$ 5.050,79","$ 162.484,30","$ 33.232,43","$ 91.576,26"]
[10235,"Cerrammalla eslabon.cal 12+Cruc.IDRDh=2.50m **","ML",758362.06,"$ 392.512,55","$ 5.206,34","$ 211.818,27","$ 25.279,88","$ 123.545,01"]
[10618,"CerramMalla eslabon.cal 12+IDRDh=2.50m Sin Viga **","ML",614952.78,"$ 324.976,50","$ 5.050,79","$ 145.125,35","$ 33.232,43","$ 106.567,71"]
[13626,"CerramMalla eslabonada cal 10  h=1.0+PilotinL=0.70","ML",252005.72,"$ 120.036,99","$ 6.223,82","$ 74.525,83","$ 10.440,15","$ 40.778,92"]
[10399,"CerramMalla eslabonada cal 10  h=1.0+PilotinL=1.50","ML",266036.03000000003,"$ 129.764,26","$ 6.246,65","$ 75.425,38","$ 8.972,09","$ 45.627,65"]
[13631,"Cerrammalla eslabonada cal 10 h=3.0PiloteH=1.00m","ML",735388.32,"$ 398.444,67","$ 10.300,51","$ 214.023,60","$ 32.828,20","$ 79.791,33"]
[10402,"Cerrammalla eslabonada cal 10 h=3.0PiloteH=1.50m","ML",816255.13,"$ 436.052,89","$ 11.207,18","$ 229.923,87","$ 37.569,02","$ 101.502,17"]
[10281,"CerramMalla eslabonada cal 10 IDRD h=5 **","ML",1249046.57,"$ 750.392,09","$ 14.971,73","$ 255.121,51","$ 49.914,40","$ 178.646,84"]
[20614,"CerramMalla eslabonada cal 10 IDRD h=5 incluye tubo negro 4\" + galvanizado","ML",1249408.6399999999,"$ 750.706,93","$ 14.971,73","$ 255.121,51","$ 49.914,40","$ 178.694,07"]
[10287,"Cerrammalla eslabonada cal 12 IDRD h=3.0 **","ML",879269.03,"$ 429.803,36","$ 11.207,18","$ 265.920,67","$ 37.569,02","$ 134.768,79"]
[10266,"CerramMalla eslabonada cal 12 IDRD h=5 **","ML",1213545.21,"$ 720.993,04","$ 14.971,73","$ 255.007,39","$ 48.489,93","$ 174.083,12"]
[10700,"CerramMalla M71 electSold 2m sobrCiclop h<0.7**","ML",493930.09,"$ 319.962,85","$ 8.393,10","$ 87.231,40","$ 14.108,53","$ 64.234,19"]
[10575,"CerramMalla M71 electSold 2m sobrCiclop h=0.7**","ML",510719.55,"$ 345.602,44","$ 3.679,36","$ 72.073,17","$ 15.487,70","$ 73.876,88"]
[10699,"CerramMalla M71 electSold 2m sobrCiclop h>0.7**","ML",634714.13,"$ 388.738,33","$ 7.042,31","$ 119.454,92","$ 39.712,08","$ 79.766,48"]
[10701,"CerramMalla M71 electSold 2m sobrCiclop**","ML",570198.42000000004,"$ 363.324,45","$ 6.067,91","$ 98.037,78","$ 27.393,02","$ 75.375,28"]
[12733,"CerramMalla M71-FORTINET-H=2m (Sum+InstaL-Malla)","ML",142897.20000000001,"$ 82.990,45","$ 2.400,49","$ 48.009,82","$ 9.496,44","$ 0,00"]
[14010,"CerramMalla M71-FORTINET-H=2m, c24m Viga+Pilotin**","ML",337861.34,"$ 231.202,14","$ 13.550,28","$ 68.175,76","$ 5.991,30","$ 18.941,85"]
[11541,"CerramMalla M71-FORTINET-H=2m, c9m Viga+Pilotin.**","ML",348315.82,"$ 240.397,65","$ 13.308,73","$ 67.835,77","$ 7.391,28","$ 19.382,39"]
[16769,"CerramMallaEslabonada cal10  h=1.0 sin pilotin","ML",148852.01999999999,"$ 67.720,27","$ 5.835,49","$ 68.208,07","$ 0,00","$ 7.088,19"]
[16766,"CerramMallaEslaCal10 h=2.5+Malla Nylonh=2.5","ML",868235.76,"$ 495.672,40","$ 26.201,86","$ 290.471,20","$ 29.906,39","$ 25.983,91"]
[14603,"CERROJO DOBLE ALTA SEGURIDAD Gim Col Sur","UN",32732.79,"$ 4.709,00","$ 411,60","$ 27.440,18","$ 172,01","$ 0,00"]
[17123,"Certificación de cable UTP categaría 6A blindado.","UN",53416.35,"$ 0,00","$ 36.046,00","$ 17.370,35","$ 0,00","$ 0,00"]
[12264,"Certificación EIA/TIA 568 Rotulación rack y toma","UN",7017.62,"$ 0,00","$ 69,48","$ 6.948,14","$ 0,00","$ 0,00"]
[15241,"Certificacion Grama Sintet Star 2 FIFA  cancha60mm","UN",0,"$ 0,00","$ 0,00","$ 0,00","$ 0,00","$ 0,00"]
[11605,"CERTIFICACION PUNTOS CABLEADO ESTRUCTURADO**","UN",53416.35,"$ 0,00","$ 36.046,00","$ 17.370,35","$ 0,00","$ 0,00"]
[13098,"CERTIFICACION PUNTOS DE VOZ O DATOS**","UN",14960,"$ 0,00","$ 0,00","$ 0,00","$ 0,00","$ 14.960,00"]
[19171,"CERTIFICACION RETIE DE MT Y BT CEFE COMETAS","UN",6500000,"$ 0,00","$ 0,00","$ 0,00","$ 0,00","$ 6.500.000,00"]
[12235,"CERTIFICACION RETIE -INTERIORES-","UN",0,"$ 0,00","$ 0,00","$ 0,00","$ 0,00","$ 0,00"]
[11859,"CERTIFICACION RETIE PISTA BMX 2 ExclusivoBMX 2aEta","UN",5229422,"$ 0,00","$ 0,00","$ 0,00","$ 0,00","$ 5.229.422,00"]
[19175,"CERTIFICACION RETILAP CEFE COMETAS","UN",7500000,"$ 0,00","$ 0,00","$ 0,00","$ 0,00","$ 7.500.000,00"]
[16526,"CERTIFICACION RETILAP -INTERIORES-","UN",0,"$ 0,00","$ 0,00","$ 0,00","$ 0,00","$ 0,00"]
[11880,"CERTIFICACION RETILAP PISTA BMX 2 ExclusivoBMX2aEt","UN",6515250,"$ 0,00","$ 0,00","$ 0,00","$ 0,00","$ 6.515.250,00"]
[17680,"CERTIFICACIONES RETIE Y RETILAP","UN",0,"$ 0,00","$ 0,00","$ 0,00","$ 0,00","$ 0,00"]
[13512,"CHAPA TIPO PERA - DESMONTE E INSTALACIÓN ","UN",24951.97,"$ 0,00","$ 489,25","$ 24.462,72","$ 0,00","$ 0,00"]
[14043,"CHAZO PUNTILLA +  TORNILLO AUTOPERFORANTE","UN",229.2,"$ 122,00","$ 3,12","$ 104,08","$ 0,00","$ 0,00"]
[531,"CHAZOS CARPINTERIA MADERA.","UN",5218.8599999999997,"$ 821,30","$ 86,23","$ 4.311,32","$ 0,00","$ 0,00"]
[16392,"CHEQUE  GLOBO DE 1/2\"- 200PSI","UN",108414.08,"$ 81.147,03","$ 1.298,43","$ 25.968,62","$ 0,00","$ 0,00"]
[13338,"CHEQUE AMORTIGUADO EXTREMO RANURADO 1 1/2\"","UN",19450.490000000002,"$ 0,00","$ 926,21","$ 18.524,28","$ 0,00","$ 0,00"]
[16348,"CHEQUE AMORTIGUADO EXTREMO RANURADO 2 1/2\" (sum+in","UN",146575.51,"$ 1.151,23","$ 6.924,97","$ 138.499,31","$ 0,00","$ 0,00"]
[16347,"CHEQUE AMORTIGUADO EXTREMO RANURADO 2\" (sum+inst)","UN",146575.51,"$ 1.151,23","$ 6.924,97","$ 138.499,31","$ 0,00","$ 0,00"]
[13337,"CHEQUE AMORTIGUADO EXTREMO RANURADO 4\"","UN",46618.87,"$ 0,00","$ 914,10","$ 45.704,77","$ 0,00","$ 0,00"]
[16342,"CHEQUE AMORTIGUADO EXTREMO RANURADO 4\" (sum+inst)","UN",492211.48,"$ 364.965,23","$ 6.059,35","$ 121.186,90","$ 0,00","$ 0,00"]
[16371,"CHEQUE AMORTIGUADO EXTREMO RANURADO 6\" (sum+inst)","UN",729299.88,"$ 602.053,63","$ 6.059,35","$ 121.186,90","$ 0,00","$ 0,00"]
[17857,"CHEQUE CORTINA 1/2\"","UN",82104.38,"$ 57.488,20","$ 482,67","$ 24.133,51","$ 0,00","$ 0,00"]
[17127,"CHEQUE DE BOLA BRONCE 1 1/2\"","UN",316591.67,"$ 285.212,23","$ 615,28","$ 30.764,16","$ 0,00","$ 0,00"]
[17133,"CHEQUE DE BOLA BRONCE 3\"","UN",786840.36,"$ 728.160,63","$ 1.150,58","$ 57.529,15","$ 0,00","$ 0,00"]
[17136,"CHEQUE DE BOLA BRONCE 4\"","UN",79436.009999999995,"$ 16.977,32","$ 1.224,68","$ 61.234,01","$ 0,00","$ 0,00"]
[16420,"CHEQUE GLOBO Ø1\"-(125/200)","UN",58738.400000000001,"$ 22.382,33","$ 1.731,24","$ 34.624,83","$ 0,00","$ 0,00"]
[16418,"CHEQUE GLOBO Ø2 1/2\"-(125/200)","UN",76916.429999999993,"$ 22.382,33","$ 2.596,86","$ 51.937,24","$ 0,00","$ 0,00"]
[16419,"CHEQUE GLOBO Ø2\"-(125/200)","UN",370132.43,"$ 315.598,33","$ 2.596,86","$ 51.937,24","$ 0,00","$ 0,00"]
[16408,"CHEQUE HIDRO 3\" PARA SISTEMA. EYECTOR","UN",145424.28,"$ 0,00","$ 6.924,97","$ 138.499,31","$ 0,00","$ 0,00"]
[18645,"Cheque Hidro bridado 8\"","UN",124382.21,"$ 0,00","$ 5.922,96","$ 118.459,25","$ 0,00","$ 0,00"]
[16510,"CHEQUE HIDRO Ø 3/4\" (150-200 PSI) VERTICAL","UN",9072.4699999999993,"$ 317,81","$ 416,89","$ 8.337,77","$ 0,00","$ 0,00"]
[17100,"CHEQUE HIDRO ROSCADO 1 1/2\"","UN",95758.29,"$ 59.805,26","$ 704,96","$ 35.248,07","$ 0,00","$ 0,00"]
[17104,"CHEQUE HIDRO ROSCADO 2\"","UN",38392.19,"$ 2.121,30","$ 711,19","$ 35.559,70","$ 0,00","$ 0,00"]
[16396,"CHEQUE HIDROBRIDADO Ø6”-300PSI -ACERO","UN",163602.32,"$ 0,00","$ 7.790,59","$ 155.811,73","$ 0,00","$ 0,00"]
[18640,"CHEQUE SIAMESA","UN",126830.74,"$ 1.142,62","$ 11.426,19","$ 114.261,93","$ 0,00","$ 0,00"]
[138,"CHIMENEA DE 0.80 M.","UN",684656.35,"$ 176.670,95","$ 1,53","$ 506.773,07","$ 1.210,80","$ 0,00"]
[14275,"Cicloparqueadero Modulo M-100 (suministro)","UN",401384,"$ 401.384,00","$ 0,00","$ 0,00","$ 0,00","$ 0,00"]
[14696,"CICLOPARQUEADERO TIPO 1 M- 100 (SUM + INST)","UN",541850.75,"$ 422.250,06","$ 5.526,85","$ 109.701,63","$ 4.372,21","$ 0,00"]
[14857,"CICLOPARQUEADERO TIPO 1 M- 100(DESM+SUM+INST)","UN",570941,"$ 422.437,15","$ 9.270,05","$ 128.411,11","$ 10.822,69","$ 0,00"]
[17859,"CICLOPARQUEADERO TIPO 2 FICHA M-101","UN",923030.28,"$ 849.813,83","$ 2.834,21","$ 54.641,89","$ 15.740,35","$ 0,00"]
[10386,"CicloRuta adoq.requemado no vitrificada 5.4-1 LF**","M2",110497.57,"$ 45.441,60","$ 34.073,86","$ 14.720,93","$ 16.261,18","$ 0,00"]
[10213,"CicloRuta asfalto e=0.05Rod-IDRD 4.3-A blando geo","M2",158777.16,"$ 64.436,81","$ 42.004,16","$ 26.143,80","$ 26.192,39","$ 0,00"]
[10832,"CicloRuta asfalto e=0.05Rod-IDRD 5.4-A blando Lafa","M2",160390.17000000001,"$ 63.919,69","$ 38.136,20","$ 29.866,46","$ 28.467,82","$ 0,00"]
[10833,"CicloRuta asfalto e=0.05Rod-IDRD 5.4-B medio Lafay","M2",150010.82999999999,"$ 60.516,58","$ 34.895,55","$ 28.841,08","$ 25.757,62","$ 0,00"]
[10834,"CicloRuta asfalto e=0.05Rod-IDRD 5.4-C duros Lafay","M2",131750.42000000001,"$ 60.509,69","$ 30.161,50","$ 23.017,44","$ 18.061,80","$ 0,00"]
[10214,"CicloRuta asfalto e=0.05Rod-IDRD4.3-Bmedio+Geotext","M2",157054.26999999999,"$ 60.569,95","$ 38.137,48","$ 29.879,02","$ 28.467,82","$ 0,00"]
[10215,"CicloRuta asfalto e=0.05Rod-IDRD4.3-Cduros+geotext","M2",141418.51999999999,"$ 61.057,58","$ 29.535,48","$ 27.778,04","$ 23.047,43","$ 0,00"]
[12652,"CicloRuta asfalto e=0.06Rod-IDRD 4.3-A blando geoP","M2",214063.13,"$ 77.705,99","$ 59.282,21","$ 35.056,14","$ 42.018,81","$ 0,00"]
[12890,"CicloRuta asfaltoRod-IDRD=6cm+Subb=0.40+Base=0.20m","M2",214063.13,"$ 77.705,99","$ 59.282,21","$ 35.056,14","$ 42.018,81","$ 0,00"]
[11323,"CicloRutaAsfaltoe=0.05Rod-IDRDgeot.T2400(Fontanar)","M2",215928.86,"$ 80.276,91","$ 58.577,02","$ 35.056,14","$ 42.018,81","$ 0,00"]
[18763,"CicloRutaAsfaltoRod-IDRD=6cm+Subb=.40+Base=.20mCDR","M2",201164.46,"$ 78.065,43","$ 15.176,34","$ 35.500,01","$ 72.422,70","$ 0,00"]
[14231,"Cielo Raso AcusticoListones de MDF  CRDC COMETAS","ML",517619.62,"$ 502.793,46","$ 797,04","$ 14.029,13","$ 0,00","$ 0,00"]
[14566,"CIELO RASO DRYWA  InclinadoPlacaYeso 1/2\" h<3,80","M2",80266,"$ 38.401,46","$ 5.604,68","$ 30.799,41","$ 5.460,45","$ 0,00"]
[14412,"CIELO RASO DRYWALL 1/2 (INSTALACION)","M2",18906.099999999999,"$ 0,00","$ 900,29","$ 18.005,81","$ 0,00","$ 0,00"]
[16651,"CIELO RASO DRYWALL 1/2\"  (3 manos Tipo2)","M2",62857.93,"$ 23.401,47","$ 4.816,75","$ 34.367,37","$ 272,35","$ 0,00"]
[15127,"CIELO RASO DRYWALL 1/2\" h= 3,00mts (1 mano Tipo2)","M2",61261.71,"$ 27.333,54","$ 5.225,60","$ 28.430,22","$ 272,35","$ 0,00"]
[1040,"CIELO RASO DRYWALL 1/2(INCLUYE PINTURA VINILTEX)","M2",52192.44,"$ 34.186,63","$ 0,00","$ 18.005,81","$ 0,00","$ 0,00"]
[14560,"CIELO RASO DRYWALL PLACA YESO 1/2\" h= 3,00mts","M2",76269.460000000006,"$ 39.853,64","$ 5.344,06","$ 30.799,41","$ 272,35","$ 0,00"]
[14564,"CIELO RASO DRYWALL PLACA YESO 1/2\" h= 6mts","M2",614867.35,"$ 557.806,98","$ 8.550,47","$ 42.099,80","$ 6.410,10","$ 0,00"]
[14562,"CIELO RASO DRYWALL PLACA YESO 1/2\" h= 7,00mts","M2",97290.64,"$ 39.588,92","$ 8.592,43","$ 42.699,19","$ 6.410,10","$ 0,00"]
[14565,"CIELO RASO DRYWALL PLACA YESO 1/2\" LINEALES","ML",60722.9,"$ 27.830,95","$ 4.824,09","$ 26.061,04","$ 2.006,82","$ 0,00"]
[14491,"CIELO RASO DRYWALL PLACA YESO 12.7MM+SIKAFLEX","M2",107032.02,"$ 52.372,15","$ 5.302,97","$ 45.012,28","$ 4.344,62","$ 0,00"]
[14563,"CIELO RASO DRYWALL PLACAYESO 1/2\" h=3,80","M2",80926.14,"$ 39.061,60","$ 5.604,68","$ 30.799,41","$ 5.460,45","$ 0,00"]
[14456,"CIELO RASO DRYWALL SUPER PLACA RH 1/2\"+SIKAFLEX","M2",97493.05,"$ 43.047,27","$ 6.572,85","$ 46.211,06","$ 1.661,88","$ 0,00"]
[11231,"CIELO RASO EN DRY WALL e=.10 (3/8).**","M2",20131.14,"$ 3.690,92","$ 322,36","$ 16.117,86","$ 0,00","$ 0,00"]
[11232,"CIELO RASO EN DRY WALL e=.12 (1/2).**","M2",18510.349999999999,"$ 3.690,92","$ 0,00","$ 14.819,43","$ 0,00","$ 0,00"]
[12835,"CIELO RASO EN DRY WALL e=.12 (1/2).**","M2",19808.78,"$ 3.690,92","$ 0,00","$ 16.117,86","$ 0,00","$ 0,00"]
[11233,"CIELO RASO EN DRY WALL e=.12 (5/8).**","M2",20131.14,"$ 3.690,92","$ 322,36","$ 16.117,86","$ 0,00","$ 0,00"]
[18592,"CIELO RASO EN LISTONES DE MADERA PINO 9x4 cm","M2",1235.92,"$ 13,17","$ 23,98","$ 1.198,78","$ 0,00","$ 0,00"]
[14493,"CIELO RASO ESTRUCT. MADERA PINO REPISA(0.05X0.10M)","M2",87581.99,"$ 17.850,68","$ 10.352,61","$ 54.701,70","$ 4.677,00","$ 0,00"]
[13149,"CIELO RASO ETERBOARD 6.0mm (INCL.PINTURA VINILO)","M2",79723.14,"$ 46.999,76","$ 1.923,97","$ 30.799,41","$ 0,00","$ 0,00"]
[12621,"CIELO RASO MODULAR 0.60X0.60 ALUM.YESO DRYWALL1/4","M2",0,"$ 0,00","$ 0,00","$ 0,00","$ 0,00","$ 0,00"]
[16534,"CIELO RASO PVC BLANCO BRILLANTE A<0.60m ( h=3,80)","ML",39719,"$ 25.697,64","$ 2.047,23","$ 11.372,09","$ 602,04","$ 0,00"]
[15790,"CIELO RASO PVC BLANCO BRILLANTE LISO ( h=3,80)","M2",64804.79,"$ 41.435,85","$ 3.412,05","$ 18.953,48","$ 1.003,41","$ 0,00"]
[15791,"CIELO RASO PVC BLANCO BRILLANTE LISO (menor 5 mts)","M2",77008.87,"$ 41.496,56","$ 2.562,74","$ 30.799,41","$ 2.150,16","$ 0,00"]
[13798,"CIELO RASO SUPERBOARD 6.0mm (INC.PINT.VINILO) **","M2",74138.53,"$ 38.585,40","$ 4.803,39","$ 29.029,61","$ 1.720,13","$ 0,00"]
[13399,"CIELO RASO SUPERBOARD 6.0mm (INC.PINT.VINILO) 0.5m","ML",57076.23,"$ 25.980,44","$ 1.805,51","$ 28.430,22","$ 860,06","$ 0,00"]
[11754,"CIELO RASO TIPO BANDEJA TILE LISA.CLIP IN AZULINC*","M2",36050.79,"$ 239,60","$ 764,23","$ 25.512,92","$ 9.534,04","$ 0,00"]
[16864,"CieloFalsoPanelAcusAbsorTipoPerforadoFibr CDRC1","M2",26436.1,"$ 221,11","$ 3.817,10","$ 22.111,20","$ 286,69","$ 0,00"]
[17725,"CieloFalsoPanelAcusAbsorTipoPerforadoFibr CDRC2","M2",24305.81,"$ 221,11","$ 1.973,50","$ 22.111,20","$ 0,00","$ 0,00"]
[17903,"CieloFalsoPanelAcusticoFibra de vidrio+Estructura","M2",1235.92,"$ 13,17","$ 23,98","$ 1.198,78","$ 0,00","$ 0,00"]
[17789,"CieloFalsoPlafonMadera AglomeradaAltaDens12MM","M2",0,"$ 0,00","$ 0,00","$ 0,00","$ 0,00","$ 0,00"]
[16863,"CieloFalsoZonaDeportivaGimnasYRestaurPanelAluzinc+","M2",0,"$ 0,00","$ 0,00","$ 0,00","$ 0,00","$ 0,00"]
[16862,"CieloFalsoZonaPiscinasPanelAluzinc+Pintura","M2",0,"$ 0,00","$ 0,00","$ 0,00","$ 0,00","$ 0,00"]
[13248,"CieloPanelex comp (resinas) y enchapados CEFE COME","M2",1150847.48,"$ 1.048.797,19","$ 4.882,38","$ 97.167,92","$ 0,00","$ 0,00"]
[875,"CIELORASO ACRILICO 2mm.","M2",4675.2,"$ 0,00","$ 0,00","$ 4.675,20","$ 0,00","$ 0,00"]
[876,"CIELORASO ACRILICO 3mm.","M2",4675.2,"$ 0,00","$ 0,00","$ 4.675,20","$ 0,00","$ 0,00"]
[893,"CIELORASO AMSTRONG CIRRUS","M2",8766,"$ 0,00","$ 0,00","$ 8.766,00","$ 0,00","$ 0,00"]
[894,"CIELORASO AMSTRONG CORTEGA","M2",8766,"$ 0,00","$ 0,00","$ 8.766,00","$ 0,00","$ 0,00"]
[896,"CIELORASO AMSTRONG F.FISS SECOND LOOK","M2",8766,"$ 0,00","$ 0,00","$ 8.766,00","$ 0,00","$ 0,00"]
[897,"CIELORASO AMSTRONG FINE FISSURED","M2",8766,"$ 0,00","$ 0,00","$ 8.766,00","$ 0,00","$ 0,00"]
[889,"CIELORASO FIBERGLASS CRAYON","M2",8766,"$ 0,00","$ 0,00","$ 8.766,00","$ 0,00","$ 0,00"]
[11234,"CIELORASO OWA-FUT-FIBRA+PERF.+INSTAL(LIS)**","M2",125613.69,"$ 96.560,00","$ 488,21","$ 28.565,48","$ 0,00","$ 0,00"]
[11229,"CIELORASO OWA-FUT-FIBRA+PERF.+INSTAL(RES)**","M2",25310.75,"$ 0,00","$ 0,00","$ 25.310,75","$ 0,00","$ 0,00"]
[16860,"CieloRasoFalsdoPergolaExteriorPanelAluminioPerfora","M2",0,"$ 0,00","$ 0,00","$ 0,00","$ 0,00","$ 0,00"]
[16856,"CieloRasoLaminaTabla-Yeso RH(Cuelgas+pinturaAcabad","M2",53209.01,"$ 19.113,10","$ 4.180,23","$ 29.629,00","$ 286,69","$ 0,00"]
[17719,"CieloRasoLaminaTabla-YesoCuelgas+pinturaS/Descrip","M2",53794.79,"$ 19.875,41","$ 5.202,47","$ 28.430,22","$ 286,69","$ 0,00"]
[17821,"CieloRasoLaminaTabla-YesoCuelgas+pinturaS/Descrip","M2",55102.64,"$ 19.900,57","$ 5.286,39","$ 29.629,00","$ 286,69","$ 0,00"]
[17720,"CieloRasoMallaExpandida AluHD10Pint.poliestS/Descp","M2",1235.92,"$ 13,17","$ 23,98","$ 1.198,78","$ 0,00","$ 0,00"]
[16859,"CieloRasoMallaExpandida Aluzinc(1.2mm)Pint.poliest","M2",174830.92,"$ 173.608,17","$ 23,98","$ 1.198,78","$ 0,00","$ 0,00"]
[17844,"CieloRasoPanelAlveolarPvcRigidoExtruido(250x7MM)","M2",51114.76,"$ 13.024,33","$ 6.092,25","$ 31.998,19","$ 0,00","$ 0,00"]
[17721,"CieloRasoPanelAlveolarPvcRigidoExtruidoS/Descripci","M2",74317.919999999998,"$ 36.561,96","$ 4.806,39","$ 30.799,41","$ 2.150,16","$ 0,00"]
[18944,"Cierra Puertas Hidráu LCN Ref Ser 40 40 xp Cromado","UN",12886.02,"$ 0,00","$ 613,62","$ 12.272,40","$ 0,00","$ 0,00"]
[12966,"Cilindro completo M-120 (desm.) STPM","UN",23251.29,"$ 0,00","$ 5.098,38","$ 16.719,47","$ 1.433,44","$ 0,00"]
[12967,"Cilindro completo M-120 (inst.) STPM **","UN",44318.43,"$ 140,70","$ 8.123,27","$ 4.518,78","$ 31.535,68","$ 0,00"]
[14652,"CILINDRO COMPLETO M-120 (SUM + INST)","UN",312047.43,"$ 267.869,70","$ 8.123,27","$ 4.518,78","$ 31.535,68","$ 0,00"]
[12968,"Cilindro completo M-120 (suministro) STPM **","UN",267729,"$ 267.729,00","$ 0,00","$ 0,00","$ 0,00","$ 0,00"]
[14821,"CILINDRO COMPLETO M-120(DESM+SUM+INST)","UN",335298.71999999997,"$ 267.869,70","$ 13.221,65","$ 21.238,25","$ 32.969,12","$ 0,00"]
[19356,"Cinta Ajuste baldosa 20x20x6cmPanderetaMortero1:6","ML",42968.55,"$ 25.470,38","$ 900,60","$ 15.647,93","$ 949,64","$ 0,00"]
[15955,"Cinta AjusteConc.3000psi(a=0.20;e=0.15m)sin ref","ML",36573.1,"$ 11.291,35","$ 712,86","$ 23.761,93","$ 806,96","$ 0,00"]
[13343,"Cinta antideslizante 2 Cm","ML",11729.36,"$ 866,43","$ 503,63","$ 10.072,61","$ 286,69","$ 0,00"]
[13168,"Cinta antideslizante 25mm **","ML",8406.69,"$ 4.664,80","$ 340,17","$ 3.401,72","$ 0,00","$ 0,00"]
[13362,"CINTA DE SEÑALIZACION - SUMINISTRO","ML",63.04,"$ 48,71","$ 0,00","$ 0,00","$ 14,33","$ 0,00"]
[16529,"CINTA LED 14W x 5 ml (Sum+Inst)","UN",39490.339999999997,"$ 0,00","$ 4.749,64","$ 34.740,70","$ 0,00","$ 0,00"]
[13340,"Cinta Negra antideslizanteA=50MM+Adhesivo+Sellador","ML",2894.05,"$ 846,89","$ 40,14","$ 2.007,02","$ 0,00","$ 0,00"]
[20641,"Cinta Negra antideslizanteA=50MM+Adhesivo+Sellador","ML",13653.98,"$ 11.626,89","$ 20,07","$ 2.007,02","$ 0,00","$ 0,00"]
[14485,"Cinta Pisa  Concreto 3000psi imperm(cubierta)e=4cm","ML",87526.26,"$ 32.631,94","$ 11.524,44","$ 36.722,37","$ 6.647,51","$ 0,00"]
[11434,"Cinta poliester con resina polimerica**","ML",2475.67,"$ 0,00","$ 225,06","$ 2.250,61","$ 0,00","$ 0,00"]
[12347,"Circuito en  2NºTHW12Cu + 1N°12 Cu Desnudo**","ML",15525.5,"$ 6.312,80","$ 438,70","$ 8.774,00","$ 0,00","$ 0,00"]
[18300,"Cissus/Cissus Rhombifolia TaludesExteriores","M2",3409.01,"$ 1.107,26","$ 72,87","$ 1.457,46","$ 771,42","$ 0,00"]
[563,"CLOSET CEDRO","M2",95599.94,"$ 78.325,50","$ 338,71","$ 16.935,73","$ 0,00","$ 0,00"]
[892,"CLOSET CEDRO 2.20x1.20 (subcontrato)","UN",36468.269999999997,"$ 0,00","$ 715,06","$ 35.753,21","$ 0,00","$ 0,00"]
[564,"CLOSET ENCHAPADO CEDRO ACHAPO","M2",115844.26,"$ 98.569,82","$ 338,71","$ 16.935,73","$ 0,00","$ 0,00"]
[802,"CLOSET TRIPLEX 2.20x1.20 (subcontrato)","UN",36468.269999999997,"$ 0,00","$ 715,06","$ 35.753,21","$ 0,00","$ 0,00"]
[18566,"Cocina Industrial de 16 Puestos M-5107","UN",6179.6,"$ 65,83","$ 119,88","$ 5.993,89","$ 0,00","$ 0,00"]
[14476,"codales estructuras existente, con  madera **","UN",13792.8,"$ 2.947,36","$ 413,43","$ 10.432,01","$ 0,00","$ 0,00"]
[11342,"Codo  90° PVC sanitario CC. 6\"**","UN",14715.74,"$ 2.718,24","$ 571,31","$ 11.426,19","$ 0,00","$ 0,00"]
[11920,"Codo  90° PVC sanitario CC. 6\"Fontan**","UN",14321.88,"$ 2.960,61","$ 541,01","$ 10.820,26","$ 0,00","$ 0,00"]
[11919,"Codo  90° PVC sanitario CC.2 Font \"**","UN",10488.61,"$ 5.035,20","$ 259,69","$ 5.193,72","$ 0,00","$ 0,00"]
[10460,"Codo 45° PVC Sch40 d=2\" **","UN",18257.919999999998,"$ 0,00","$ 612,86","$ 12.257,19","$ 3.086,34","$ 2.301,53"]
[10459,"Codo 45° PVC Sch40 d=4\" **","UN",82231.600000000006,"$ 52.775,00","$ 749,63","$ 14.992,55","$ 3.086,34","$ 10.628,08"]
[10458,"Codo 45° PVC Sch40 d=6\" **","UN",32987.31,"$ 0,00","$ 1.226,58","$ 24.531,69","$ 3.086,34","$ 4.142,70"]
[10472,"Codo 45° PVC Sch80 d= 1 1/2\" **","UN",18257.919999999998,"$ 0,00","$ 612,86","$ 12.257,19","$ 3.086,34","$ 2.301,53"]
[10471,"Codo 45° PVC Sch80 d= 1 1/4\" **","UN",18257.919999999998,"$ 0,00","$ 612,86","$ 12.257,19","$ 3.086,34","$ 2.301,53"]
[10470,"Codo 45° PVC Sch80 d=2\" **","UN",18257.919999999998,"$ 0,00","$ 612,86","$ 12.257,19","$ 3.086,34","$ 2.301,53"]
[10521,"Codo 90° AceroCarb Sch40 d=2\" **","UN",10870.13,"$ 0,00","$ 267,48","$ 5.349,54","$ 4.748,22","$ 504,89"]
[10485,"Codo 90° AceroCarb Sch40 d=4\" **","UN",18299.330000000002,"$ 0,00","$ 534,95","$ 10.699,07","$ 4.748,22","$ 2.317,09"]
[10627,"Codo 90° PVCP Sch40 d=1 1/2\" **","UN",17490.740000000002,"$ 0,00","$ 612,86","$ 12.257,19","$ 3.086,34","$ 1.534,35"]
[10516,"Codo 90° PVCP Sch40 d=1/2\" **","UN",18242.04,"$ 683,00","$ 612,86","$ 12.257,19","$ 3.086,34","$ 1.602,65"]
[10517,"Codo 90° PVCP Sch40 d=2 1/2\" **","UN",17490.740000000002,"$ 0,00","$ 612,86","$ 12.257,19","$ 3.086,34","$ 1.534,35"]
[10518,"Codo 90° PVCP Sch40 d=2\" **","UN",17490.740000000002,"$ 0,00","$ 612,86","$ 12.257,19","$ 3.086,34","$ 1.534,35"]
[10519,"Codo 90° PVCP Sch40 d=3\" **","UN",39794.550000000003,"$ 22.033,00","$ 680,38","$ 13.607,56","$ 3.086,34","$ 387,27"]
[10625,"Codo 90° PVCP Sch40 d=3/4\" **","UN",18421.349999999999,"$ 846,01","$ 612,86","$ 12.257,19","$ 3.086,34","$ 1.618,95"]
[10520,"Codo 90° PVCP Sch40 d=4\" **","UN",16109.83,"$ 0,00","$ 612,86","$ 12.257,19","$ 3.086,34","$ 153,44"]
[721,"CODO COBRE ½\"","UN",5832.26,"$ 4.079,06","$ 0,00","$ 1.753,20","$ 0,00","$ 0,00"]
[10514,"Codo d=3\" Gran Radio 45° PVC, Unón mecánica RDE 21","UN",53355.17,"$ 42.630,13","$ 510,72","$ 10.214,32","$ 0,00","$ 0,00"]
[10513,"Codo d=8\" Gran Radio 90° PVC, Unón mecánica RDE 21","UN",478360.16,"$ 467.635,12","$ 510,72","$ 10.214,32","$ 0,00","$ 0,00"]
[16287,"CODO DE DESAGUE - Ø6\"","UN",152107.53,"$ 115.751,46","$ 1.731,24","$ 34.624,83","$ 0,00","$ 0,00"]
[723,"CODO GALVANIZADO 1\" (90°)","UN",7149.32,"$ 3.724,63","$ 67,15","$ 3.357,54","$ 0,00","$ 0,00"]
[14969,"CODO GALVANIZADO 2 1/2\"(90°)","UN",4655.55,"$ 1.070,33","$ 70,30","$ 3.514,92","$ 0,00","$ 0,00"]
[14971,"CODO GALVANIZADO 4\"(90°)","UN",50578.76,"$ 45.881,56","$ 92,10","$ 4.605,10","$ 0,00","$ 0,00"]
[10489,"Codo galvanizado HG 1/2\"  **","UN",7182.08,"$ 4.394,78","$ 0,00","$ 2.787,30","$ 0,00","$ 0,00"]
[10488,"Codo galvanizado HG 2\"     **","UN",17198.87,"$ 12.316,77","$ 0,00","$ 4.882,10","$ 0,00","$ 0,00"]
[14972,"CODO GALVANIZADO Ø6\"","UN",6650.36,"$ 1.617,64","$ 98,68","$ 4.934,04","$ 0,00","$ 0,00"]
[10134,"Codo para evacuac gas 5\"x5\" lamina cal 20 **","UN",71120.740000000005,"$ 33.933,67","$ 0,00","$ 37.187,07","$ 0,00","$ 0,00"]
[11986,"Codo PVC Grado 11 1/4°Unión Mec. 6\"**","UN",13443.28,"$ 2.718,24","$ 510,72","$ 10.214,32","$ 0,00","$ 0,00"]
[11341,"Codo PVC Grado 22 1/2°Unión Mec. 6\"**","UN",13443.28,"$ 2.718,24","$ 510,72","$ 10.214,32","$ 0,00","$ 0,00"]
[10007,"Codo PVC Sch40 d=6\" **","UN",204517.86,"$ 149.157,00","$ 1.226,58","$ 24.531,69","$ 3.086,34","$ 26.516,25"]
[13782,"CofreMetalic- tableroGenl(1.20x0.80m)+Interrup+Con","UN",571200.36,"$ 142.587,00","$ 20.410,16","$ 408.203,20","$ 0,00","$ 0,00"]
[12917,"Colchonetas para sillas palcos 3.5m x 0.4m **","UN",6216.6,"$ 0,00","$ 0,00","$ 1.916,28","$ 4.300,32","$ 0,00"]
[16904,"COLUMNA Circ Conc Blco Visto 5000PSI Ø0.75","M3",443289.54,"$ 31.004,97","$ 122.281,85","$ 290.002,72","$ 0,00","$ 0,00"]
[16946,"Columna Circ Conc Gris Visto 4000PSI Ø0.75 M.","M3",864808.65,"$ 484.057,10","$ 90.748,83","$ 290.002,72","$ 0,00","$ 0,00"]
[18158,"Columna Circ Conc Ocre Visto 4000PSI Ø0.90 M.","M3",911877.12,"$ 519.619,31","$ 102.255,09","$ 290.002,72","$ 0,00","$ 0,00"]
[18719,"Columna Circ Conc Visto 5000PSI Ø0.90 M. CDRC","M3",914759.06,"$ 522.501,25","$ 102.255,09","$ 290.002,72","$ 0,00","$ 0,00"]
[19293,"Columna Circular Concreto Gris 4000PSI  (tamaño max 1\" asentamiento 4\"+/-1\") Ø060-0.65m CEFE COMETAS","M3",812544.85,"$ 478.276,11","$ 123.167,29","$ 211.101,45","$ 0,00","$ 0,00"]
[13267,"Columna concreto 3000 psi 0.15m x 0.15m **","ML",34046.53,"$ 16.678,94","$ 3.418,19","$ 13.949,40","$ 0,00","$ 0,00"]
[10377,"Columna Concreto 3000 PSI gravilla fina(Sec.Rect)","M3",947702.5,"$ 561.194,03","$ 61.726,82","$ 324.781,65","$ 0,00","$ 0,00"]
[16981,"Columna Cuadrad Concreto 4000psi .6x.6(Inc.formal)","M3",847428.33,"$ 507.369,62","$ 50.055,99","$ 290.002,72","$ 0,00","$ 0,00"]
[10941,"Columna Cuadrada Conc 4000psi 0.40x0.40 (Inc.formaleta) CEFE COMETAS","M3",870776.61,"$ 484.458,16","$ 89.330,21","$ 296.988,24","$ 0,00","$ 0,00"]
[19338,"Columna Cuadrada Conc 4000psi 0.50x0.50 (Inc.formaleta) CEFE COMETAS","M3",869518.21,"$ 479.358,84","$ 93.171,13","$ 296.988,24","$ 0,00","$ 0,00"]
[19191,"Columna Cuadrada Concr 4000psiGris .5x.5(Inc.forma","M3",912738.7,"$ 514.517,05","$ 108.218,93","$ 290.002,72","$ 0,00","$ 0,00"]
[18298,"Columna Cuadrada Concr 4000psiOcre .5x.5(Inc.forma","M3",951663.43,"$ 553.441,78","$ 108.218,93","$ 290.002,72","$ 0,00","$ 0,00"]
[18294,"Columna Cuadrada Concr 4000psiOcre .6x.6(Inc.forma","M3",943188.53,"$ 547.830,88","$ 105.354,93","$ 290.002,72","$ 0,00","$ 0,00"]
[18292,"Columna Cuadrada Concr 4000psiOcre 7.x.7(Inc.forma","M3",936883.86,"$ 544.963,01","$ 101.918,13","$ 290.002,72","$ 0,00","$ 0,00"]
[18718,"Columna Cuadrada Concr 5000psi .5x.5(Inc.formaCDRC","M3",954545.37,"$ 556.323,72","$ 108.218,93","$ 290.002,72","$ 0,00","$ 0,00"]
[18713,"Columna Cuadrada Concr 5000psi .6x.6(Inc.forma)CDR","M3",946070.47,"$ 550.712,82","$ 105.354,93","$ 290.002,72","$ 0,00","$ 0,00"]
[18712,"Columna Cuadrada Concr 5000psi 7.x.7(Inc.forma)CDR","M3",939765.8,"$ 547.844,95","$ 101.918,13","$ 290.002,72","$ 0,00","$ 0,00"]
[10496,"Columna Cuadrada Concreto 4000psi 25x25 (Inc.formal) CEFE COMETAS","M3",784986.12,"$ 526.038,81","$ 51.373,75","$ 207.573,56","$ 0,00","$ 0,00"]
[10498,"Columna Cuadrada Concreto 4000psi 30x30 (Inc.formal) CEFE COMETAS","M3",781674.67,"$ 526.038,81","$ 48.062,30","$ 207.573,56","$ 0,00","$ 0,00"]
[16984,"Columna Cuadrada Concreto 4000psi 35x35(Inc.formal)","M3",884854.86,"$ 523.424,85","$ 71.427,29","$ 290.002,72","$ 0,00","$ 0,00"]
[11056,"Columna En Concreto 4000psi G.C.(Inc. formaleta)","M3",951442.76,"$ 605.304,79","$ 56.135,25","$ 290.002,72","$ 0,00","$ 0,00"]
[18290,"Columna Rectang Concr 4000psiOcre .6x.3(Inc.formal","M3",934407.88,"$ 543.632,63","$ 100.772,53","$ 290.002,72","$ 0,00","$ 0,00"]
[18288,"Columna Rectang Concr 4000psiOcre .8x.7(Inc.formal","M3",934407.88,"$ 543.632,63","$ 100.772,53","$ 290.002,72","$ 0,00","$ 0,00"]
[18287,"Columna Rectang Concr 4000psiOcre .9x.6(Inc.formal","M3",935145.54,"$ 544.370,29","$ 100.772,53","$ 290.002,72","$ 0,00","$ 0,00"]
[18717,"Columna Rectang Concr 5000psi 1.5x.5 (Inc.formCDRC","M3",1011388.04,"$ 602.911,99","$ 118.473,33","$ 290.002,72","$ 0,00","$ 0,00"]
[18721,"Columna Rectang Concr 5000psi 1x.5 (Inc.form)CDRC","M3",960388.02,"$ 548.902,77","$ 121.482,53","$ 290.002,72","$ 0,00","$ 0,00"]
[18162,"Columna Rectang Concr 5000psiOcre 1.5x.5 (Inc.form","M3",457146.62,"$ 48.670,57","$ 118.473,33","$ 290.002,72","$ 0,00","$ 0,00"]
[18270,"Columna Rectang Concr 5000psiOcre 1x.5 (Inc.form)","M3",462629.19,"$ 51.143,94","$ 121.482,53","$ 290.002,72","$ 0,00","$ 0,00"]
[16979,"Columna Rectang Concreto 4000psi .5x.2(Inc.formal)","M3",905553.82,"$ 545.651,89","$ 69.899,21","$ 290.002,72","$ 0,00","$ 0,00"]
[16970,"Columna Rectang Concreto 4000psi .7x.5(Inc.formal)","M3",844668.19,"$ 507.473,48","$ 47.191,99","$ 290.002,72","$ 0,00","$ 0,00"]
[16952,"Columna Rectang Concreto 4000psi .8x.6(Inc.formal)","M3",841698.21,"$ 504.503,50","$ 47.191,99","$ 290.002,72","$ 0,00","$ 0,00"]
[16972,"Columna Rectang Concreto 5000psi .7x.4(Inc.formal)","M3",394060.09,"$ 55.433,38","$ 48.623,99","$ 290.002,72","$ 0,00","$ 0,00"]
[18715,"Columna Rectang Concreto 5000psi .8x.6(Inc.formal)","M3",883504.88,"$ 546.310,17","$ 47.191,99","$ 290.002,72","$ 0,00","$ 0,00"]
[19334,"Columna Rectangular Conc 4000 psi Gris Perla 1.20x0.40 (Inc.formaleta) CEFE COMETAS","M3",2118301.85,"$ 1.559.901,98","$ 350.756,45","$ 207.643,42","$ 0,00","$ 0,00"]
[19339,"Columna Rectangular Conc 4000 psi Gris Perla 1.75x0.40 (Inc.formaleta) CEFE COMETAS","M3",1631938.1,"$ 1.252.748,62","$ 89.186,76","$ 290.002,72","$ 0,00","$ 0,00"]
[19324,"Columna Rectangular Conc 4000psi 0.70x0.50(Inc.formaleta) CEFE COMETAS","M3",845305.43,"$ 476.269,02","$ 90.257,10","$ 278.779,31","$ 0,00","$ 0,00"]
[19326,"Columna Rectangular Conc 4000psi 0.80x0.50 (Inc.formaleta) CEFE COMETAS","M3",838031.42,"$ 472.569,91","$ 87.334,18","$ 278.127,33","$ 0,00","$ 0,00"]
[19336,"Columna Rectangular Conc 4000psi Gris Perla 0.75x0.45(Inc .formaleta) CEFE COMETAS","M3",1636296.68,"$ 1.255.168,79","$ 91.125,17","$ 290.002,72","$ 0,00","$ 0,00"]
[19319,"Columna Rectangular Concreto 4000psi 0.60x0.40 (Inc.formaleta)","M3",863652.54,"$ 480.114,39","$ 93.535,43","$ 290.002,72","$ 0,00","$ 0,00"]
[10490,"Columna Rectangular Concreto 4000psi 0.65x0.50 (Inc.formaleta) CEFE COMETAS","M3",858584.85,"$ 482.794,87","$ 92.772,79","$ 283.017,19","$ 0,00","$ 0,00"]
[19303,"Columna Rectangular Concreto 4000psi 0.80x0.40 (Inc.formaleta)","M3",839688.29,"$ 476.718,16","$ 90.431,22","$ 272.538,91","$ 0,00","$ 0,00"]
[10100,"ColumnaConcreto 3500 psi grav fina aire incorporad","M3",1023511.27,"$ 677.373,30","$ 56.135,25","$ 290.002,72","$ 0,00","$ 0,00"]
[10337,"ColumnaConcreto 4000 psi grav fina aire incor**","M3",999627.99,"$ 653.490,02","$ 56.135,25","$ 290.002,72","$ 0,00","$ 0,00"]
[11085,"ColumnaConcreto 5000 psi grav fina aire incor**","M3",1001782.57,"$ 655.644,60","$ 56.135,25","$ 290.002,72","$ 0,00","$ 0,00"]
[13027,"COLUMNAS CONCRETO(0.25X0.25)3.000PSI-TABLA CEDRO M","M3",822279.1,"$ 503.231,05","$ 33.394,86","$ 285.653,19","$ 0,00","$ 0,00"]
[844,"COLUMNAS EN CONCRETO (CONCRETO:3.000PSI)","M3",927044.09,"$ 561.224,45","$ 59.369,04","$ 306.450,60","$ 0,00","$ 0,00"]
[12529,"COLUMNAS EN CONCRETO 3000psi GC**","M3",927349.06,"$ 561.527,35","$ 59.371,11","$ 306.450,60","$ 0,00","$ 0,00"]
[14526,"COLUMNAS EN MADERA ABARCO 0,19 X 0,19 inc. pint","UN",108231.85,"$ 15.309,27","$ 7.166,88","$ 76.734,08","$ 9.021,62","$ 0,00"]
[10361,"ColumnConcret 3000psi gravfina aireIncor circula**","M3",839942.48,"$ 407.337,48","$ 61.592,76","$ 371.012,24","$ 0,00","$ 0,00"]
[11575,"Columnet concr2000 psi 0.12 x 0.15 conf BloqN°4 **","ML",38510.6,"$ 28.572,07","$ 4.970,33","$ 4.968,20","$ 0,00","$ 0,00"]
[10066,"Columnet concr3000 psi 0.20 x 0.15 conf BloqN°4 **","ML",43261.919999999998,"$ 25.809,55","$ 6.670,70","$ 9.974,71","$ 806,96","$ 0,00"]
[10675,"Columnet concr3000psi dienteDeSierra conf bloN°4**","ML",65510.81,"$ 41.989,98","$ 7.260,45","$ 15.048,64","$ 1.211,75","$ 0,00"]
[14474,"Columneta concreto 3000 psi (secc.<=400cms2)","ML",81794.36,"$ 39.204,79","$ 6.689,16","$ 35.020,10","$ 880,32","$ 0,00"]
[18374,"COLUMNETA CONFINA MAMP CONCRF'C 21MPA -..25X.15 CD","ML",63239.56,"$ 32.870,83","$ 4.664,31","$ 24.862,56","$ 841,86","$ 0,00"]
[18373,"COLUMNETA CONFINA MAMP CONCRF'C 21MPA -..2X.15 CDR","ML",60174.46,"$ 30.222,73","$ 4.657,08","$ 24.621,58","$ 673,06","$ 0,00"]
[18372,"COLUMNETA CONFINA MAMP CONCRF'C 21MPA -.12x.10 CDR","ML",54779.43,"$ 25.655,08","$ 4.633,53","$ 24.086,98","$ 403,84","$ 0,00"]
[16537,"COLUMNETA DE CONCRETO REFORZ 12X17 (3000PSI)","ML",78137.03,"$ 48.289,79","$ 4.425,11","$ 24.541,82","$ 880,32","$ 0,00"]
[14728,"Columpio en Madera   (SUM + INST)","UN",1472072.13,"$ 1.073.050,00","$ 7.823,96","$ 391.198,17","$ 0,00","$ 0,00"]
[14113,"Columpio en Madera  (Instalación)","UN",399022.13,"$ 0,00","$ 7.823,96","$ 391.198,17","$ 0,00","$ 0,00"]
[12947,"Columpio en Madera (Desmonte ) -STPM**","UN",67481.23,"$ 0,00","$ 14.516,04","$ 10.231,21","$ 42.733,98","$ 0,00"]
[14296,"Columpio en Madera (Suministro) -STPM**","UN",1073050,"$ 1.073.050,00","$ 0,00","$ 0,00","$ 0,00","$ 0,00"]
[14885,"Columpio en Madera(DESM+SUM+INST)","UN",1539553.36,"$ 1.073.050,00","$ 22.340,00","$ 401.429,38","$ 42.733,98","$ 0,00"]
[13158,"COMBO BAÑO ACUARIO (SUM E INST) **","UN",129843.11,"$ 0,00","$ 0,00","$ 129.843,11","$ 0,00","$ 0,00"]
[12506,"Compactación fondo de excavación con equipos livia","M2",1094.43,"$ 0,00","$ 771,27","$ 323,16","$ 0,00","$ 0,00"]
[16832,"Compactación fondo de excavación equipos liviaCDRC","M2",1100.8900000000001,"$ 3,23","$ 774,50","$ 323,16","$ 0,00","$ 0,00"]
[3933,"COMPLEMENTO TENDIDO CABLE","DD",15920.63,"$ 0,00","$ 15.920,63","$ 0,00","$ 0,00","$ 0,00"]
[19211,"Compuerta Batiente Aluminio(24\"x16\")Cocina - Cefe Cometas (suministro e instalación)","UN",240200.41,"$ 166.739,70","$ 22.222,81","$ 33.319,90","$ 17.918,00","$ 0,00"]
[11205,"CONCEPTUALIZACIÓN GEOTECNICA","UN",3939532.56,"$ 230.512,00","$ 21.405,76","$ 3.572.939,60","$ 114.675,20","$ 0,00"]
[10989,"Concret modificado+ plimeros (repar bajaRetrac)**","M3",639584.39,"$ 115.545,63","$ 170.905,24","$ 296.393,41","$ 0,00","$ 56.740,12"]
[11348,"CONCRETO  REVEST. CANAL PPAL OCC.FONTANAR**","M2",57320.83,"$ 50.207,83","$ 139,47","$ 6.973,53","$ 0,00","$ 0,00"]
[16590,"CONCRETO (1:1.29 :2.12) AreLavRio+Grav. (4000psi)","M3",459322.9,"$ 400.570,12","$ 0,00","$ 32.637,57","$ 26.115,21","$ 0,00"]
[13962,"CONCRETO 1:1.5:2 AreLavRio+Grav.","M3",479895.98,"$ 423.277,19","$ 0,00","$ 30.503,58","$ 26.115,21","$ 0,00"]
[254,"CONCRETO 1:2:2 AreLavRio+Grav.","M3",422034.49,"$ 365.415,70","$ 0,00","$ 30.503,58","$ 26.115,21","$ 0,00"]
[11700,"CONCRETO 1:2:2 AreLavRio+Grav.","M3",422034.49,"$ 365.415,70","$ 0,00","$ 30.503,58","$ 26.115,21","$ 0,00"]
[10390,"Concreto 1:2:2 AreLavRio+Grav. Blanco  **","M3",719002.59,"$ 668.300,01","$ 8.273,73","$ 42.428,85","$ 0,00","$ 0,00"]
[13448,"CONCRETO 1:2:2 AreLavRio+Grav.Impermeabilizado","M3",463749.42,"$ 406.215,52","$ 915,11","$ 30.503,58","$ 26.115,21","$ 0,00"]
[15402,"CONCRETO 1:2:2 ZARPA  OBRA (SUM+INST)+Formale","M3",542158.62,"$ 394.780,15","$ 5.156,47","$ 114.801,04","$ 27.420,97","$ 0,00"]
[12821,"CONCRETO 1:2:3 AreLavRio+G.F.","M3",439213.98,"$ 349.357,65","$ 0,00","$ 30.503,58","$ 59.352,75","$ 0,00"]
[255,"CONCRETO 1:2:3 AreLavRio+Grav.","M3",408641.55,"$ 343.569,51","$ 0,00","$ 41.330,94","$ 23.741,10","$ 0,00"]
[12073,"CONCRETO 1:2:3 AreLavRio+Grav.","M3",387072.88,"$ 335.202,31","$ 0,00","$ 30.503,58","$ 21.366,99","$ 0,00"]
[256,"CONCRETO 1:2:4 AreLavRio+Grav.","M3",380834.3,"$ 325.061,18","$ 29,97","$ 32.002,05","$ 23.741,10","$ 0,00"]
[12074,"CONCRETO 1:2:4 AreLavRio+Grav.","M3",383289.41,"$ 326.670,62","$ 0,00","$ 30.503,58","$ 26.115,21","$ 0,00"]
[257,"CONCRETO 1:3:3 AreLavRio+Grav.","M3",395732.72,"$ 365.229,14","$ 0,00","$ 30.503,58","$ 0,00","$ 0,00"]
[12075,"CONCRETO 1:3:3 AreLavRio+Grav.","M3",371246.2,"$ 307.505,08","$ 0,00","$ 30.503,58","$ 33.237,54","$ 0,00"]
[258,"CONCRETO 1:3:4 AreLavRio+Grav.","M3",359678.34,"$ 297.124,27","$ 0,00","$ 30.503,58","$ 32.050,49","$ 0,00"]
[12076,"CONCRETO 1:3:4 AreLavRio+Grav.","M3",358861.49,"$ 297.140,86","$ 30,21","$ 32.014,04","$ 29.676,38","$ 0,00"]
[259,"CONCRETO 1:3:5 AreLavRio+Grav.","M3",350687.37,"$ 290.507,41","$ 0,00","$ 30.503,58","$ 29.676,38","$ 0,00"]
[12077,"CONCRETO 1:3:5 AreLavRio+Grav.","M3",350687.37,"$ 290.507,41","$ 0,00","$ 30.503,58","$ 29.676,38","$ 0,00"]
[14016,"CONCRETO 1:3:6 (1.500psi)  AreLavRio+Grav.","M3",340670.8,"$ 283.506,95","$ 23,26","$ 31.666,39","$ 25.474,20","$ 0,00"]
[12735,"Concreto 2000psi relleno entre bordillos***","M3",514757.51,"$ 333.204,03","$ 7.376,95","$ 147.539,01","$ 26.637,51","$ 0,00"]
[12147,"CONCRETO 3000PSI ESCALERAS(3000psi)**","M3",975445.69,"$ 480.903,15","$ 28.648,75","$ 465.893,79","$ 0,00","$ 0,00"]
[13199,"CONCRETO 3000PSI ESCALERAS(3000psi)+Antisol+Sika**","M3",1048778.02,"$ 628.794,88","$ 170.684,38","$ 249.298,76","$ 0,00","$ 0,00"]
[17048,"CONCRETO 3000PSI ESCALERASsobre terreno CDRC","M3",969192.89,"$ 465.353,87","$ 25.662,20","$ 478.176,82","$ 0,00","$ 0,00"]
[14200,"CONCRETO 3000PSI MUROS  e=0.15M**  G.C.","M3",767988.54,"$ 441.182,48","$ 63.684,75","$ 263.121,31","$ 0,00","$ 0,00"]
[11791,"CONCRETO 3000PSI MUROS DE FACHADA e=0.15M**","M3",679772.58,"$ 378.663,78","$ 68.258,08","$ 232.850,72","$ 0,00","$ 0,00"]
[12740,"CONCRETO 3000PSITRIANGULOARQUITECT***","UN",1092666.79,"$ 562.109,47","$ 93.333,92","$ 437.223,40","$ 0,00","$ 0,00"]
[12544,"Concreto 3500 psi Tanque inc cinta PCV-V15**","M3",788617.39,"$ 523.314,18","$ 67.720,55","$ 197.582,66","$ 0,00","$ 0,00"]
[11786,"CONCRETO 3500PSI ESCALERAS(3500psi)**","M3",1044011.85,"$ 549.469,31","$ 28.648,75","$ 465.893,79","$ 0,00","$ 0,00"]
[11781,"CONCRETO 4000PSI PARA PISCINA**","M3",668197.69999999995,"$ 411.621,60","$ 67.384,89","$ 189.191,21","$ 0,00","$ 0,00"]
[15024,"CONCRETO 4000PSI PARA TANQUE coliseo","M3",837600.46,"$ 518.116,18","$ 68.618,39","$ 250.865,89","$ 0,00","$ 0,00"]
[11785,"CONCRETO 4000PSI PARA TANQUE**","M3",685389.53,"$ 428.365,83","$ 67.832,49","$ 189.191,21","$ 0,00","$ 0,00"]
[15805,"CONCRETO ANDENES e=0.08 m Sin refuerzo","M2",50758.239999999998,"$ 36.775,35","$ 376,00","$ 13.606,89","$ 0,00","$ 0,00"]
[731,"CONCRETO ANDENES e=0.10m Sin refuerzo","M2",61122.27,"$ 45.438,52","$ 376,00","$ 15.307,75","$ 0,00","$ 0,00"]
[12078,"CONCRETO ANDENES e=0.10m Sin refuerzo","M2",61122.27,"$ 45.438,52","$ 376,00","$ 15.307,75","$ 0,00","$ 0,00"]
[314,"CONCRETO BASE GRADAS","M2",66542.36,"$ 46.419,36","$ 376,00","$ 19.747,00","$ 0,00","$ 0,00"]
[12079,"CONCRETO BASE GRADAS","M2",66542.36,"$ 46.419,36","$ 376,00","$ 19.747,00","$ 0,00","$ 0,00"]
[16169,"CONCRETO CICLOPEO 2000 p.s.i.  40% Rajon","M3",377212.62,"$ 237.929,18","$ 18,70","$ 103.795,54","$ 35.469,21","$ 0,00"]
[253,"CONCRETO CICLOPEO 2500 p.s.i.","M3",315544.59000000003,"$ 187.861,95","$ 12,47","$ 97.139,11","$ 30.531,06","$ 0,00"]
[12080,"CONCRETO CICLOPEO 2500 p.s.i.","M3",315544.59000000003,"$ 187.861,95","$ 12,47","$ 97.139,11","$ 30.531,06","$ 0,00"]
[775,"CONCRETO CICLOPEO 2500 P.S.I. MURO CIERRE","M3",392950.16,"$ 224.249,81","$ 8.033,35","$ 160.667,00","$ 0,00","$ 0,00"]
[12081,"CONCRETO CICLOPEO 2500 P.S.I. MURO CIERRE","M3",392950.16,"$ 224.249,81","$ 8.033,35","$ 160.667,00","$ 0,00","$ 0,00"]
[11392,"Concreto ciclopeo 2500 psi. MezclObra 0.6x0.4 **","M3",509912.59,"$ 301.066,23","$ 7.098,39","$ 141.967,88","$ 59.780,09","$ 0,00"]
[10762,"Concreto ciclopeo 2500 psi. Muros mezcladoObra **","M3",384582.01,"$ 245.550,70","$ 12,47","$ 95.905,00","$ 43.113,84","$ 0,00"]
[15129,"Concreto Ciclopeo 2500 psi. premezclado(SinFormal)","M3",391710.09,"$ 289.033,18","$ 5.457,24","$ 97.219,67","$ 0,00","$ 0,00"]
[10774,"Concreto Ciclopeo 2500 psi. premezclado+ Trasiego","M3",323772.69,"$ 221.095,78","$ 5.457,24","$ 97.219,67","$ 0,00","$ 0,00"]
[10668,"Concreto Ciclopeo 3.000 PSI Sobrecimento Zapata (40%MezcObra)","M3",348367.2,"$ 201.723,37","$ 3.128,70","$ 101.892,23","$ 41.622,90","$ 0,00"]
[252,"CONCRETO CICLOPEO 3000 p.s.i.","M3",342046.49,"$ 195.561,42","$ 0,00","$ 102.184,18","$ 44.300,90","$ 0,00"]
[12665,"CONCRETO CICLOPEO 3000 p.s.i.","M3",342046.49,"$ 195.561,42","$ 0,00","$ 102.184,18","$ 44.300,90","$ 0,00"]
[10893,"CONCRETO CICLOPEO 3000 p.s.i. 40Piedra-60Mezcla***","M3",383494.8,"$ 260.249,50","$ 2.100,12","$ 105.005,98","$ 16.139,20","$ 0,00"]
[14015,"Concreto ciclopeo 3000 psi Cimentac+formaleta **","M3",482861.54,"$ 286.564,97","$ 3.947,85","$ 129.197,40","$ 63.151,33","$ 0,00"]
[11709,"Concreto ciclopeo 3000 psi. MezclObra 0.6Mx0.4P **","M3",517854.86,"$ 314.567,17","$ 6.763,83","$ 135.276,57","$ 61.247,29","$ 0,00"]
[11809,"Concreto ciclopeo 3000 psi. Muros mezcladoObra **","M3",427528.88,"$ 290.689,92","$ 34.654,63","$ 88.604,42","$ 13.579,91","$ 0,00"]
[13714,"Concreto ciclopeo 3000 psi.Escalera MezcladoObra**","M3",431454.5,"$ 287.693,77","$ 0,00","$ 83.220,92","$ 60.539,81","$ 0,00"]
[12082,"Concreto Ciclopeo3000 p.s.i.(Sin formaleta)mezc40%","M3",342046.49,"$ 195.561,42","$ 0,00","$ 102.184,18","$ 44.300,90","$ 0,00"]
[12330,"Concreto ciclopeo3000psi mezc.Obra piedra río **","M3",498329.3,"$ 320.171,06","$ 0,00","$ 149.991,80","$ 28.166,44","$ 0,00"]
[13970,"Concreto ciclopeo3000psi MurosMezcl(60%).en Obra","M3",510532.06,"$ 311.401,08","$ 59,63","$ 135.920,04","$ 63.151,33","$ 0,00"]
[18477,"CONCRETO CICLOPEO40% Concr f´c=21 Mpa+60 %piedCDRC","M3",348188.05,"$ 196.623,51","$ 3.161,43","$ 104.102,22","$ 44.300,90","$ 0,00"]
[15265,"Concreto de Limpiez (solado) 2500psi","M3",531998.55000000005,"$ 353.876,60","$ 0,00","$ 153.668,62","$ 24.453,33","$ 0,00"]
[10099,"Concreto de limpieza (solado) 1500 psi e=0.04 **","M2",20046.919999999998,"$ 11.907,29","$ 337,59","$ 6.732,13","$ 1.069,92","$ 0,00"]
[11653,"Concreto de limpieza (solado) 2000 psi e=0.04 **","M2",21734.49,"$ 13.652,57","$ 338,57","$ 6.746,23","$ 997,13","$ 0,00"]
[10546,"Concreto de limpieza (solado) 2000 psi e=0.05 **","M2",25249.74,"$ 16.578,12","$ 356,73","$ 7.104,09","$ 1.210,80","$ 0,00"]
[11677,"Concreto de limpieza (solado) 2500 psi e=0.05 **","M2",26146.99,"$ 17.598,12","$ 353,67","$ 7.073,43","$ 1.121,77","$ 0,00"]
[11694,"Concreto de limpieza (solado)1500psi e=0.05enObra","M2",23640.59,"$ 14.884,11","$ 354,45","$ 7.064,63","$ 1.337,40","$ 0,00"]
[15401,"Concreto de limpieza (solado)2.000psi e=0.05enObra","M2",25948.35,"$ 17.150,21","$ 353,67","$ 7.073,43","$ 1.371,05","$ 0,00"]
[9021,"Concreto de limpieza 2000 psi","M3",0,"$ 0,00","$ 0,00","$ 0,00","$ 0,00","$ 0,00"]
[11975,"Concreto de limpieza 2000 psi","M3",504994.8,"$ 331.562,40","$ 7.134,60","$ 142.081,80","$ 24.216,00","$ 0,00"]
[12734,"Concreto de limpieza(solado)2000 psi e=0.05+Mezcla","M2",33417.39,"$ 16.660,20","$ 1.944,36","$ 13.480,95","$ 1.331,88","$ 0,00"]
[12730,"Concreto de limpieza(solado)2500 ps e=0.05+Mezclad","M2",33610.35,"$ 17.095,32","$ 1.944,36","$ 13.480,95","$ 1.089,72","$ 0,00"]
[732,"CONCRETO ESTRIADO RAMPAS e=0.15m  Sin Refuerzo","M2",91359.83,"$ 69.877,95","$ 0,00","$ 21.481,88","$ 0,00","$ 0,00"]
[11459,"Concreto Lanzado3000psi+Malla Elec.5mm@15 **","M3",793059.38,"$ 748.130,03","$ 2.707,36","$ 42.221,99","$ 0,00","$ 0,00"]
[15105,"Concreto Lanzado3000psi+Malla Elec.5mm@15 e=10**","M2",159213.88,"$ 126.429,16","$ 1.138,09","$ 10.961,20","$ 0,00","$ 20.685,43"]
[13547,"Concreto Lanzado3000psi+Malla Elec.5mm@15 e=15**","M2",117905.96,"$ 111.157,47","$ 406,54","$ 6.341,95","$ 0,00","$ 0,00"]
[15654,"Concreto Lanzado4000psi+dobl-MallaElec8.5mm@15e=15","M2",262334.37,"$ 247.909,18","$ 8.083,24","$ 6.341,95","$ 0,00","$ 0,00"]
[16843,"Concreto limpieza  F'C 14.5 MPA2.000psi e=0.05CDRC","M2",26527.55,"$ 17.226,91","$ 259,90","$ 7.669,69","$ 1.371,05","$ 0,00"]
[733,"CONCRETO SARDINELES 0.15x0.15","ML",19320.259999999998,"$ 11.658,96","$ 1.368,11","$ 6.293,19","$ 0,00","$ 0,00"]
[777,"CONCRETO VIGA AMARRE .20X.20 M.CIERRE","M3",727369.19,"$ 450.340,80","$ 33.253,16","$ 243.775,23","$ 0,00","$ 0,00"]
[15482,"Concreto3.000PSIGF.Premezc-Zarpa(Su+Instal)+Formal","M3",544001.36,"$ 457.461,58","$ 3.767,50","$ 82.772,28","$ 0,00","$ 0,00"]
[15404,"Concreto3.500PSIGF.Premezc-Zarpa(Su+Instal)+Formal","M3",552686.96,"$ 466.147,18","$ 3.767,50","$ 82.772,28","$ 0,00","$ 0,00"]
[12172,"ConcretoCanal Hidr.4000psiImperm.sin reforz.+Form.","M3",1289111.58,"$ 635.449,54","$ 363.159,34","$ 290.502,70","$ 0,00","$ 0,00"]
[12086,"ConcretoCanal Hidráulico4000psi sin reforz.Imperm.","M3",837402.14,"$ 531.344,06","$ 29.890,58","$ 276.167,50","$ 0,00","$ 0,00"]
[18212,"CONDENSADORA REFRIGERANTE VARIABLE  UCON-02 BOMBA","UN",1777424.39,"$ 194.728,00","$ 748.988,41","$ 713.365,68","$ 120.342,30","$ 0,00"]
[17908,"CONDENSADORA REFRIGERANTE VARIABLE UCON-01 SOLO FR","UN",1929393.52,"$ 194.728,00","$ 900.957,54","$ 713.365,68","$ 120.342,30","$ 0,00"]
[11512,"Conducto  15cmx25cm lamina cal 22 **","ML",43023.34,"$ 3.976,92","$ 1.859,35","$ 37.187,07","$ 0,00","$ 0,00"]
[11513,"Conducto  curvo 15cmx25cm lamina cal 22 **","ML",54908.62,"$ 5.170,92","$ 3.253,87","$ 46.483,83","$ 0,00","$ 0,00"]
[10133,"Conducto para evacuac gas 5\"x5\" lamina cal 20 **","ML",77773.17,"$ 38.726,75","$ 1.859,35","$ 37.187,07","$ 0,00","$ 0,00"]
[17290,"CONDUCTO VENTILACIÓN EN LÁMINA C.R CAL 16- CEFE COMETAS  (Suminbistro  e instalación)","M2",297827.40000000002,"$ 148.804,76","$ 16.028,63","$ 120.093,06","$ 12.900,96","$ 0,00"]
[19157,"CONDUCTOS VENTILACIÓN EN LÁMINA ACERO GALV CAL 18","M2",64118.81,"$ 39.368,94","$ 5.000,00","$ 16.882,99","$ 2.866,88","$ 0,00"]
[17286,"CONDUCTOS VENTILACIÓN EN LÁMINA ACERO GALV CAL 20","M2",181349.85,"$ 88.345,96","$ 26.900,00","$ 46.809,79","$ 19.294,10","$ 0,00"]
[17283,"CONDUCTOS VENTILACIÓN EN LÁMINA ACERO GALV CAL 22","M2",113141.18,"$ 50.087,41","$ 7.500,00","$ 46.809,79","$ 8.743,98","$ 0,00"]
[17234,"CONDUCTOS VENTILACIÓN EN LÁMINA ACERO GALV CAL 24","M2",104758.93,"$ 45.351,91","$ 5.000,00","$ 46.809,79","$ 7.597,23","$ 0,00"]
[13372,"CONECTOR  DE RESINA (EMPALME 500AMP)","UN",32276.02,"$ 0,00","$ 1.250,27","$ 25.005,30","$ 6.020,45","$ 0,00"]
[17120,"Conector de compresión bimetálico","UN",49244.94,"$ 0,00","$ 2.345,00","$ 46.899,94","$ 0,00","$ 0,00"]
[17122,"Conector de compresión bimetálico","UN",49244.94,"$ 0,00","$ 2.345,00","$ 46.899,94","$ 0,00","$ 0,00"]
[17113,"Conector de compresión en aluminio","UN",208569.95,"$ 159.325,01","$ 2.345,00","$ 46.899,94","$ 0,00","$ 0,00"]
[11129,"conector en acero d=3/4\" l=0.75 60.000 **","KG",3028.91,"$ 2.768,84","$ 14,67","$ 245,41","$ 0,00","$ 0,00"]
[10984,"conector en acero d=3/8\" l=0.25 60.000 **","UN",1410.51,"$ 579,94","$ 17,46","$ 813,11","$ 0,00","$ 0,00"]
[10985,"conector en acero d=3/8\" l=0.75 60.000 **","UN",2128.46,"$ 1.740,12","$ 23,06","$ 365,29","$ 0,00","$ 0,00"]
[11105,"conector en acero d=5/8\" l=0.75 60.000 **","UN",6391.38,"$ 6.003,04","$ 23,06","$ 365,29","$ 0,00","$ 0,00"]
[14385,"conector en acero d=5/8\" l=0.75 60.000 **","UN",1588.69,"$ 14,10","$ 79,55","$ 1.495,05","$ 0,00","$ 0,00"]
[13899,"Conector pàra Coraza Liquid Tape de 3/4\"(+ Transpo","ML",4438.3500000000004,"$ 0,00","$ 104,22","$ 3.474,07","$ 860,06","$ 0,00"]
[18985,"CONECTOR TIP RESINA LUMINARIAS POSTE CEFE COMETAS","ML",193974.74,"$ 157.497,00","$ 1.737,04","$ 34.740,70","$ 0,00","$ 0,00"]
[17111,"Conector variable aluminio obo betterman bajante.","UN",208569.95,"$ 159.325,01","$ 2.345,00","$ 46.899,94","$ 0,00","$ 0,00"]
[17114,"Conector variable bimetálico de obo betterman","UN",49244.94,"$ 0,00","$ 2.345,00","$ 46.899,94","$ 0,00","$ 0,00"]
[16827,"Conector variable en aluminio obo betterman (Al-Al","UN",164249.5,"$ 159.325,01","$ 234,50","$ 4.689,99","$ 0,00","$ 0,00"]
[17105,"Conector variable en aluminio obo betterman punta","UN",208569.95,"$ 159.325,01","$ 2.345,00","$ 46.899,94","$ 0,00","$ 0,00"]
[13538,"Conectores en acero PRD 60 Psi     **","KG",5030.7299999999996,"$ 4.402,03","$ 0,00","$ 628,70","$ 0,00","$ 0,00"]
[10616,"Conexion a red A.L L - 10\" L=1m **","UN",515616.34,"$ 105.331,10","$ 6.948,16","$ 347.408,15","$ 9.686,37","$ 46.242,56"]
[18163,"Conexión a tierra de TGB CDRC Cometas","ML",9483.14,"$ 5.835,37","$ 173,70","$ 3.474,07","$ 0,00","$ 0,00"]
[17867,"CONEXION ADITAMENTOS DUCHAS","UN",14079.56,"$ 146,88","$ 273,19","$ 13.659,49","$ 0,00","$ 0,00"]
[18784,"CONEXIÓN DOMICILIARIA ALL","UN",0,"$ 0,00","$ 0,00","$ 0,00","$ 0,00","$ 0,00"]
[18786,"CONEXIÓN DOMICILIARIA AR","UN",0,"$ 0,00","$ 0,00","$ 0,00","$ 0,00","$ 0,00"]
[17870,"CONEXIÓN LAVAMANOS (M.O. CONEXIÓN, NO INCLUYE ELEM","UN",51780.81,"$ 146,88","$ 1.012,43","$ 50.621,50","$ 0,00","$ 0,00"]
[17869,"CONEXIÓN LAVAPLATOS (M.O. CONEXIÓN, NO INCLUYE ELE","UN",51780.81,"$ 146,88","$ 1.012,43","$ 50.621,50","$ 0,00","$ 0,00"]
[17871,"CONEXIÓN LLAVE MANGUERA (M.O. CONEXIÓN LLAVE)","UN",11889.9,"$ 146,88","$ 230,26","$ 11.512,76","$ 0,00","$ 0,00"]
[17868,"CONEXION MEZCLADORES DUCHAS (M.O. CONEXIÓN,","UN",37706.85,"$ 146,88","$ 736,47","$ 36.823,50","$ 0,00","$ 0,00"]
[447,"CONEXION TANQUE ELEVADO Galv.","UN",880940.13,"$ 378.880,12","$ 0,00","$ 502.060,01","$ 0,00","$ 0,00"]
[446,"CONEXION TANQUE ELEVADO PVC","UN",548839.78,"$ 394.326,48","$ 7.357,78","$ 147.155,52","$ 0,00","$ 0,00"]
[12507,"Confinamiento interior en adoq cada 20 m2","ML",21317.360000000001,"$ 2.947,19","$ 628,33","$ 16.768,45","$ 973,39","$ 0,00"]
[12624,"Conformación  taludes en material local (Manual)**","M3",25857.68,"$ 39,50","$ 614,37","$ 18.081,48","$ 7.122,33","$ 0,00"]
[10192,"Conformación  taludes en material local **","M2",22241.72,"$ 0,00","$ 3.553,53","$ 11.565,86","$ 7.122,33","$ 0,00"]
[10864,"Conjunto Ruta de la Vida- parque barrio(6 event)**","UN",9304105.2799999993,"$ 9.006.888,74","$ 0,00","$ 188.779,07","$ 108.437,47","$ 0,00"]
[10530,"Conjunto Ruta de la Vida-Parque de Barrio (4 ev)**","UN",3915888.23,"$ 3.456.672,50","$ 21.110,46","$ 395.764,22","$ 42.341,06","$ 0,00"]
[10557,"Conjunto Ruta de la Vida-Parque Zonal (15 event)**","UN",13116481.68,"$ 10.962.193,38","$ 51.881,73","$ 926.934,85","$ 1.175.471,72","$ 0,00"]
[15452,"ConjuntoRuta de la Vida-parq barrio(6 event)+Señal","UN",9408184.4000000004,"$ 9.033.700,11","$ 2.242,49","$ 261.848,06","$ 110.393,74","$ 0,00"]
[18842,"CONSOLA DE CONTROL DE ILUMINACIÓN TEATRO","UN",201350.85,"$ 52.922,08","$ 10.031,38","$ 133.751,69","$ 4.645,70","$ 0,00"]
[18473,"Consola Peavy FX-2 24","UN",0,"$ 0,00","$ 0,00","$ 0,00","$ 0,00","$ 0,00"]
[12177,"Construccion cancha baloncesto barrio **","M2",189147.65,"$ 83.065,27","$ 44.800,18","$ 35.208,71","$ 26.073,48","$ 0,00"]
[12176,"Construccion cancha de futbol+filtro barrio **","M2",200492.38,"$ 116.691,27","$ 7.701,04","$ 45.448,86","$ 30.651,21","$ 0,00"]
[13740,"CONSTRUCCIÓN CARCAMO DEBAJO Y VOMITORIOS","ML",89426.21,"$ 56.595,87","$ 6.334,16","$ 24.417,40","$ 2.078,77","$ 0,00"]
[15879,"Contactor 100044618 3RT 1025 - Retiro+sumi. e inst.","UN",245381.23,"$ 213.982,00","$ 1.085,65","$ 21.712,94","$ 8.600,64","$ 0,00"]
[15881,"CONTACTOR 100044618 3RT 1025-1AN2 - Sumin.i. e inst. ","UN",245094.54,"$ 213.982,00","$ 1.085,65","$ 21.712,94","$ 8.313,95","$ 0,00"]
[10443,"Contened.Raices arboles (1.30x1.30 int) h=1.57 **","UN",2110291.4700000002,"$ 976.699,50","$ 60.804,92","$ 555.253,20","$ 517.533,84","$ 0,00"]
[10444,"Contened.Raices arboles (1.30x1.50 int) h=1.57 **","UN",2332001.66,"$ 1.058.794,71","$ 67.749,33","$ 616.940,03","$ 588.517,54","$ 0,00"]
[11482,"Contened.Raices arboles (1.70x1.70 int) h=1.57 **","UN",2982805.4,"$ 1.386.145,74","$ 85.099,96","$ 789.537,80","$ 722.021,91","$ 0,00"]
[13016,"Contenedor Raìces mamposterìa 1.2*1.2 h=1.57 **","UN",1711073.28,"$ 1.177.625,92","$ 32.138,56","$ 339.651,57","$ 161.657,26","$ 0,00"]
[10308,"Contenedor Raìces mamposterìa 1.5*1.5 h=0.6 **","UN",815201.88,"$ 467.097,22","$ 22.250,45","$ 234.416,77","$ 91.437,48","$ 0,00"]
[10249,"Contenedor Raìces mamposterìa 1.5*1.5 h=1.57 **","UN",2539216.9700000002,"$ 1.214.716,36","$ 67.984,34","$ 641.975,29","$ 614.540,99","$ 0,00"]
[10201,"Contenedor Raìces mamposterìa 1.5*1.5 h=1.75 **","UN",1925933.8,"$ 1.225.249,59","$ 40.151,82","$ 412.845,81","$ 247.686,68","$ 0,00"]
[10202,"Contenedor Raìces mamposterìa 2.5*2.5 h=1.75  **","UN",3024673.65,"$ 1.075.557,27","$ 79.391,72","$ 838.703,27","$ 1.031.021,52","$ 0,00"]
[16737,"Contenedor Raìces mamposterìa Arbol (1.80x1.80 int)H=1.57m","UN",2655723.5,"$ 1.287.840,01","$ 100.354,22","$ 791.370,17","$ 476.159,09","$ 0,00"]
[14635,"CONTRAHUELLA EN LAMINA (SUM + INST)","UN",63565.64,"$ 52.904,71","$ 3.618,23","$ 4.892,54","$ 2.150,16","$ 0,00"]
[14802,"CONTRAHUELLA EN LAMINA(DESM+SUM+INST)","UN",69926.759999999995,"$ 52.904,71","$ 3.873,36","$ 9.995,12","$ 3.153,57","$ 0,00"]
[13754,"Control A lumbradoPublic.(S/Diagr Unif) Sum+Instal","UN",3632661.77,"$ 3.132.691,01","$ 32.708,37","$ 467.262,39","$ 0,00","$ 0,00"]
[17412,"CONTROL ALÁMBRICO TEMPERATURA SUM E INST","UN",27542.1,"$ 237,79","$ 1.188,94","$ 23.778,86","$ 2.336,51","$ 0,00"]
[11307,"Control de Roedores(2 Servicios C/15Días)**","UN",0,"$ 0,00","$ 0,00","$ 0,00","$ 0,00","$ 0,00"]
[18165,"CONTROL HORARIO PARA EQUIPOS DE VENTILACIÓN - CEFE COMETAS","UN",1702460.39,"$ 1.501.737,03","$ 8.685,17","$ 173.703,49","$ 18.334,70","$ 0,00"]
[14384,"CONTROL Y MANEJO DE AGUAS EN EXCAVACIONES","DD",72469.570000000007,"$ 3.748,80","$ 34.827,91","$ 33.892,86","$ 0,00","$ 0,00"]
[12714,"CONTROL Y MANEJO DE TRAFICO**","MES",3611178,"$ 0,00","$ 104.778,00","$ 3.506.400,00","$ 0,00","$ 0,00"]
[17777,"Controlador + Lector HID (Prox) 125kHz (SUMI INST)","UN",101269.14,"$ 0,00","$ 9.206,29","$ 92.062,85","$ 0,00","$ 0,00"]
[17755,"Controlador Biometrico + Lector HID  (SUMI INST)","UN",114644.3,"$ 0,00","$ 10.422,21","$ 104.222,09","$ 0,00","$ 0,00"]
[18973,"Controlador de acceso de dos lectoras CDRC Cometas","UN",2690039.93,"$ 2.544.129,00","$ 6.948,14","$ 138.962,79","$ 0,00","$ 0,00"]
[12494,"Controlador Electrón.SistemaRiego Automat.(Sum+Ins","UN",2267355.7400000002,"$ 1.562.048,00","$ 33.586,08","$ 671.721,66","$ 0,00","$ 0,00"]
[17761,"Controlador para domos PTZ HDCVI IP (SUMI INST)","UN",52111.05,"$ 0,00","$ 0,00","$ 52.111,05","$ 0,00","$ 0,00"]
[17737,"Controlador PVA-4CR12 (SUMI INST)","UN",525217.07999999996,"$ 0,00","$ 15.049,93","$ 510.167,15","$ 0,00","$ 0,00"]
[17282,"COPA  6 x 4\"","UN",84983.25,"$ 4.371,46","$ 1.580,62","$ 79.031,17","$ 0,00","$ 0,00"]
[16369,"COPA CONCENTRICA 3x2\" (sum+inst).","UN",14064.23,"$ 1.339,61","$ 605,93","$ 12.118,69","$ 0,00","$ 0,00"]
[16402,"COPA CONCENTRICA 4x2\" (sum+inst).","UN",14064.23,"$ 1.339,61","$ 605,93","$ 12.118,69","$ 0,00","$ 0,00"]
[17886,"COPA EXCENT 2 x 1 1/2\"","UN",12907.23,"$ 652,11","$ 240,30","$ 12.014,82","$ 0,00","$ 0,00"]
[17280,"COPA EXCENT 6 x 4\"","UN",294741.09999999998,"$ 238.039,14","$ 1.111,80","$ 55.590,16","$ 0,00","$ 0,00"]
[16370,"COPA EXCENTRICA 3x2\" (sum+inst).","UN",14064.23,"$ 1.339,61","$ 605,93","$ 12.118,69","$ 0,00","$ 0,00"]
[18646,"Copa excentrica 8x6\"","UN",128956.51,"$ 4.574,30","$ 5.922,96","$ 118.459,25","$ 0,00","$ 0,00"]
[12568,"Coraza de 1\" (suministro, transporte e instalación","ML",27475.43,"$ 18.356,00","$ 434,26","$ 8.685,17","$ 0,00","$ 0,00"]
[13818,"Coraza de 3/4\" (Acce, transp e instalac)Gran Altur","ML",32678.47,"$ 9.082,96","$ 3.503,14","$ 19.662,35","$ 430,03","$ 0,00"]
[13817,"Coraza de 3/4\" (Accesorios, transporte e instalac)","ML",19916.330000000002,"$ 10.796,90","$ 434,26","$ 8.685,17","$ 0,00","$ 0,00"]
[13898,"Coraza Liquid  Tape de 3/4\" (transporte).","ML",6618.41,"$ 0,00","$ 260,56","$ 5.211,10","$ 1.146,75","$ 0,00"]
[17509,"Cordel para competencia 25m incl tensor+amortigu","UN",5727411.6100000003,"$ 5.683.079,63","$ 869,25","$ 43.462,73","$ 0,00","$ 0,00"]
[17503,"Cordel para competencia 50m incl tensor+amortigu","UN",1479492.61,"$ 1.435.160,63","$ 869,25","$ 43.462,73","$ 0,00","$ 0,00"]
[19155,"CordelCompetencia25mCRDC-CometasSUM+INST","UN",685791.28,"$ 650.210,00","$ 1.694,35","$ 33.886,93","$ 0,00","$ 0,00"]
[13659,"CORDON DE SOLDADURA 6013 (L=25 cm)","UN",48512.31,"$ 2.726,77","$ 11.880,96","$ 19.570,18","$ 14.334,40","$ 0,00"]
[15178,"CORDON SOLDADURA 6010 (L=2 1/2\" garg3/16\" normal**","UN",9949.48,"$ 2.696,45","$ 2.387,61","$ 3.575,32","$ 1.290,10","$ 0,00"]
[13871,"CORDON SOLDADURA 6010 (L=2 cm garg1/4\" normal**","UN",3752.74,"$ 668,64","$ 1.005,32","$ 1.505,40","$ 573,38","$ 0,00"]
[13872,"CORDON SOLDADURA 6010 (L=2 cm garg1/4\"sobrcabeza**","UN",4380.41,"$ 668,64","$ 1.256,64","$ 1.881,75","$ 573,38","$ 0,00"]
[233,"CORNISA YESO MEDIA CAÑA ATENAS","ML",20536,"$ 11.770,00","$ 0,00","$ 8.766,00","$ 0,00","$ 0,00"]
[248,"CORNISA YESO PECHO DE PALOMA","ML",8766,"$ 0,00","$ 0,00","$ 8.766,00","$ 0,00","$ 0,00"]
[11745,"CORTACIRCUIT.MONOPOLAR.TERM.AUT.10KA240V20A.*","UN",8600.3799999999992,"$ 0,00","$ 759,70","$ 7.597,00","$ 243,68","$ 0,00"]
[11744,"CORTACIRCUIT.TRIPOL.TERM.AUT.10KA240V20A.Echufab**","UN",11307.48,"$ 0,00","$ 1.005,80","$ 10.058,00","$ 243,68","$ 0,00"]
[11743,"CORTACIRCUIT.TRIPOL.TERM.AUT.10KA240V30A.Echufab**","UN",11307.48,"$ 0,00","$ 1.005,80","$ 10.058,00","$ 243,68","$ 0,00"]
[11742,"CORTACIRCUIT.TRIPOL.TERM.AUT.25KA240V40A.INDUST**","UN",222746.74,"$ 195.165,00","$ 2.431,85","$ 24.318,49","$ 831,40","$ 0,00"]
[11741,"CORTACIRCUIT.TRIPOL.TERM.AUT.25KA240V50A.INDUST**","UN",218562.75,"$ 190.981,01","$ 2.431,85","$ 24.318,49","$ 831,40","$ 0,00"]
[11740,"CORTACIRCUIT.TRIPOL.TERM.AUT.25KA240V80A.INDUST**","UN",22332.75,"$ 0,00","$ 1.926,00","$ 19.260,00","$ 1.146,75","$ 0,00"]
[11747,"Cortasol Aerobrise 100 (Separ.175mm) en Aluzin**","M2",503430.69,"$ 475.677,60","$ 4.200,89","$ 8.884,44","$ 14.667,76","$ 0,00"]
[18740,"Cortasol Aerobrise 100(Separ.175mm) en Aluzin CDRC","M2",508515.83,"$ 480.581,71","$ 3.453,96","$ 9.812,40","$ 14.667,76","$ 0,00"]
[11749,"Cortasol Celoscreen PanelLiso(Separ120mm)Aluzinc","M2",19870.419999999998,"$ 239,60","$ 4.200,89","$ 8.884,44","$ 6.545,49","$ 0,00"]
[11848,"CortasolCeloscreen+RevestimiScreenPanelBMX2aEtapa","M2",401651,"$ 401.651,00","$ 0,00","$ 0,00","$ 0,00","$ 0,00"]
[16556,"Cortassol Termobraise -150 + Estructura (Sum+inst","M2",0,"$ 0,00","$ 0,00","$ 0,00","$ 0,00","$ 0,00"]
[16457,"Corte 4\" Desague Piscina a Cárcamo Existente","UN",142499.72,"$ 0,00","$ 142.420,50","$ 0,00","$ 79,22","$ 0,00"]
[12483,"CORTE CAMPO DE POLO (COUNTRY = 46100m2) **","UN",1560943.12,"$ 0,00","$ 1.409.163,70","$ 116.880,00","$ 34.899,42","$ 0,00"]
[16225,"CORTE CESPED CANCHAS FUTBOL","UN",283501.13,"$ 0,00","$ 218.081,25","$ 58.440,00","$ 6.979,88","$ 0,00"]
[12515,"CORTE CESPED CANCHAS FUTBOL PROFESIONAL **","UN",276521.25,"$ 0,00","$ 218.081,25","$ 58.440,00","$ 0,00","$ 0,00"]
[12514,"CORTE CESPED CANCHAS MINIFUTBOL **","UN",209304.13,"$ 0,00","$ 143.884,25","$ 58.440,00","$ 6.979,88","$ 0,00"]
[12510,"CORTE CESPED PISTA L. ESTADIO ATLETISMO UDS **","UN",261681.85,"$ 0,00","$ 203.241,85","$ 58.440,00","$ 0,00","$ 0,00"]
[13416,"Corte con pulidora en tubería metálica","UN",13422.93,"$ 0,00","$ 4.192,45","$ 6.650,29","$ 2.580,19","$ 0,00"]
[13289,"Corte Concreto Dilatac.cortadora(e=6-10cm)","ML",15846.7,"$ 654,47","$ 2.116,25","$ 11.642,54","$ 1.433,44","$ 0,00"]
[11439,"Corte ConcretoReforz.con Cortadora de Pav(6-10cm)","ML",4333.93,"$ 655,79","$ 1.172,98","$ 2.447,82","$ 57,34","$ 0,00"]
[14401,"Corte de Muro en ladrillo toleteCon Pulidora+retir","ML",9592.48,"$ 339,09","$ 851,49","$ 7.143,62","$ 1.258,28","$ 0,00"]
[10623,"Corte dilataciones en asfalto   **","ML",3829.08,"$ 157,99","$ 1.000,54","$ 2.670,54","$ 0,00","$ 0,00"]
[10127,"Corte dilataciones en concreto Con Pulidora   **","ML",7039.81,"$ 115,50","$ 2.570,10","$ 4.354,21","$ 0,00","$ 0,00"]
[15114,"Corte dilataciones en mortero pega mampost   **","ML",4918.3900000000003,"$ 236,99","$ 1.704,69","$ 2.976,70","$ 0,00","$ 0,00"]
[11534,"Corte en asfalto con cortadora disco 14\" **","ML",6684.6,"$ 1.130,56","$ 1.672,78","$ 2.447,82","$ 1.433,44","$ 0,00"]
[11017,"CORTE GRAMA SINT. PARA DESMONTE","ML",4229.72,"$ 294,23","$ 1.384,20","$ 2.551,29","$ 0,00","$ 0,00"]
[11438,"Corte horizont en concreto con Pulidora e=20cm**","ML",53598.15,"$ 7.899,70","$ 20.592,63","$ 25.105,82","$ 0,00","$ 0,00"]
[10683,"Corte horizont en concreto con pulidora e=2cm**","ML",7828.25,"$ 1.718,59","$ 1.716,14","$ 4.393,52","$ 0,00","$ 0,00"]
[12806,"Corte horizont en concreto con pulidora e=8cm**","ML",21094.84,"$ 3.159,88","$ 7.892,63","$ 10.042,33","$ 0,00","$ 0,00"]
[13868,"Corte horizontal en concreto con Pulidora e=10cm*","ML",26368.55,"$ 3.949,85","$ 9.865,79","$ 12.552,91","$ 0,00","$ 0,00"]
[11187,"Corte nucleos (costo por cm2 de area cortada)  **","??",416.19,"$ 7,90","$ 62,04","$ 346,25","$ 0,00","$ 0,00"]
[12236,"Corte Sobre granito y Conc.concortadora (1x0.30m)","UN",11646.04,"$ 1.705,05","$ 3.067,74","$ 6.724,16","$ 149,08","$ 0,00"]
[11440,"Corte vertical en concreto con cortadora e=20cm**","ML",176131.54,"$ 7.899,70","$ 35.564,64","$ 132.667,20","$ 0,00","$ 0,00"]
[15173,"Corte vertical en mamposteria con cortadora e=1cm","ML",614.52,"$ 0,00","$ 444,43","$ 170,09","$ 0,00","$ 0,00"]
[11589,"Corte vertical en mamposteria con cortadora e=20cm","ML",3225.76,"$ 79,00","$ 425,38","$ 2.721,38","$ 0,00","$ 0,00"]
[12142,"Corte y cicatrización de Raices Arbol > a 20M**","UN",516933.8,"$ 76.171,84","$ 13.526,67","$ 173.609,12","$ 253.626,17","$ 0,00"]
[12141,"Corte y cicatrización de Raices Arbol 10 a 20M**","UN",431405.34,"$ 69.066,53","$ 10.735,44","$ 130.336,32","$ 221.267,05","$ 0,00"]
[11309,"Corte y cicatrización de Raices Arbol 5 a 10M**","UN",371351.2,"$ 54.855,92","$ 9.285,41","$ 108.057,65","$ 199.152,22","$ 0,00"]
[10597,"Corte y retiro de vegetación caída contigua a la huella ( DE 0.5 A 2 M2) - Pico de Águla","M2",1091.0999999999999,"$ 0,00","$ 61,76","$ 1.029,34","$ 0,00","$ 0,00"]
[13334,"CORTE,DEMOLIC.GRANITO + GRANITO MARMOL NUEVO PULID","M2",150770.39000000001,"$ 37.918,94","$ 16.631,17","$ 60.957,45","$ 20.262,83","$ 15.000,00"]
[11120,"Corte+EmboquilladoSelloJuntaSikaflex+ sikarod 10mm","ML",44493.1,"$ 31.179,90","$ 3.081,68","$ 10.231,52","$ 0,00","$ 0,00"]
[17275,"COUPLING ACERO RANURADO FLEXIBLE 2\"","UN",13085.5,"$ 8.706,15","$ 85,87","$ 4.293,48","$ 0,00","$ 0,00"]
[16366,"COUPLING ACERO RANURADO FLEXIBLE 3\"","UN",9089.02,"$ 0,00","$ 432,81","$ 8.656,21","$ 0,00","$ 0,00"]
[17207,"COUPLING ACERO RANURADO FLEXIBLE 6\"","UN",13592.06,"$ 383,38","$ 258,99","$ 12.949,69","$ 0,00","$ 0,00"]
[17204,"COUPLING ACERO RANURADO REGIDO 1 ¼\"","UN",3216.41,"$ 90,82","$ 61,29","$ 3.064,30","$ 0,00","$ 0,00"]
[16332,"COUPLING ACERO RANURADO RIGIDO 1 1/2\" (sum+inst)","UN",14497.41,"$ 9.044,00","$ 259,69","$ 5.193,72","$ 0,00","$ 0,00"]
[16364,"COUPLING ACERO RANURADO RIGIDO 1\" (sum+inst)","UN",13153.41,"$ 7.700,00","$ 259,69","$ 5.193,72","$ 0,00","$ 0,00"]
[16334,"COUPLING ACERO RANURADO RIGIDO 2 ½\" (sum+inst)","UN",16956.63,"$ 9.685,41","$ 346,25","$ 6.924,97","$ 0,00","$ 0,00"]
[16333,"COUPLING ACERO RANURADO RIGIDO 2\" (sum+inst)","UN",15655,"$ 8.383,78","$ 346,25","$ 6.924,97","$ 0,00","$ 0,00"]
[16298,"COUPLING ACERO RANURADO RIGIDO 3\"","UN",21143.02,"$ 12.054,00","$ 432,81","$ 8.656,21","$ 0,00","$ 0,00"]
[16296,"COUPLING ACERO RANURADO RIGIDO 4\"","UN",25406.97,"$ 14.500,15","$ 519,37","$ 10.387,45","$ 0,00","$ 0,00"]
[16335,"COUPLING ACERO RANURADO RIGIDO 4\" (sum+inst)","UN",8141.23,"$ 870,01","$ 346,25","$ 6.924,97","$ 0,00","$ 0,00"]
[16293,"COUPLING ACERO RANURADO RIGIDO 6\"  (sum+inst)","UN",38101.620000000003,"$ 25.377,00","$ 605,93","$ 12.118,69","$ 0,00","$ 0,00"]
[16303,"COUPLING ACERO RANURADO RIGIDO 6\"  (sum+inst)","UN",38101.620000000003,"$ 25.377,00","$ 605,93","$ 12.118,69","$ 0,00","$ 0,00"]
[17206,"COUPLING ACERO RANURADO RIGIDO 8\"","UN",21915.21,"$ 618,86","$ 417,58","$ 20.878,77","$ 0,00","$ 0,00"]
[16991,"COUPLING HIERRO FUNDIDO NH 1 2\"","UN",4644.22,"$ 0,00","$ 91,06","$ 4.553,16","$ 0,00","$ 0,00"]
[17013,"COUPLING HIERRO FUNDIDO NH 1 3\"","UN",6939.86,"$ 0,00","$ 136,08","$ 6.803,78","$ 0,00","$ 0,00"]
[17023,"COUPLING HIERRO FUNDIDO NH 1 4\"","UN",9217.82,"$ 0,00","$ 180,74","$ 9.037,08","$ 0,00","$ 0,00"]
[139,"CREMALLERAS FACH.PRENSAD STAFE","ML",55586.39,"$ 43.512,69","$ 0,00","$ 12.073,70","$ 0,00","$ 0,00"]
[16694,"Cruceta de 2.40m con abrazadera para 4 reflectores","UN",289364.43,"$ 280.245,00","$ 434,26","$ 8.685,17","$ 0,00","$ 0,00"]
[12183,"CUADRILLA  ALBAÑILERIA  ACABADOS 0:2 + PREST.**","JRN",127588.73,"$ 0,00","$ 0,00","$ 127.588,73","$ 0,00","$ 0,00"]
[10610,"CUADRILLA  ALBAÑILERIA  ACABADOS 1: 1: 1 + PREST.*","JRN",284705.56,"$ 0,00","$ 0,00","$ 284.705,56","$ 0,00","$ 0,00"]
[12516,"CUADRILLA  ALBAÑILERIA  ACABADOS 1: 1: 4 + PREST.*","JRN",476088.65,"$ 0,00","$ 0,00","$ 476.088,65","$ 0,00","$ 0,00"]
[11936,"CUADRILLA  ALBAÑILERIA  ACABADOS 1:1 + PREST.**","JRN",173124.14,"$ 0,00","$ 0,00","$ 173.124,14","$ 0,00","$ 0,00"]
[234,"CUADRILLA  ALBAÑILERIA  ACABADOS 1:1 SIN/PREST.","JRN",106667,"$ 0,00","$ 0,00","$ 106.667,00","$ 0,00","$ 0,00"]
[1041,"CUADRILLA  ALBAÑILERIA  ACABADOS 1:1 SIN/PREST.  H","HR",13333,"$ 0,00","$ 0,00","$ 13.333,00","$ 0,00","$ 0,00"]
[11937,"CUADRILLA  ALBAÑILERIA  ACABADOS 1:1+PREST. HR**","HR",21648.83,"$ 0,00","$ 0,00","$ 21.648,83","$ 0,00","$ 0,00"]
[13074,"CUADRILLA  ALBAÑILERIA  ACABADOS 1:2 + PREST.**","JRN",236918.5,"$ 0,00","$ 0,00","$ 236.918,50","$ 0,00","$ 0,00"]
[13083,"CUADRILLA  ALBAÑILERIA  ACABADOS 1:3 + PREST.**","JRN",300712.87,"$ 0,00","$ 0,00","$ 300.712,87","$ 0,00","$ 0,00"]
[13018,"CUADRILLA  ALBAÑILERIA  ACABADOS 1:4+ PREST.**","JRN",364507.23,"$ 0,00","$ 0,00","$ 364.507,23","$ 0,00","$ 0,00"]
[14418,"CUADRILLA  ALBAÑILERIA  ACABADOS 2:2 + PREST.**","JRN",346248.26,"$ 0,00","$ 0,00","$ 346.248,26","$ 0,00","$ 0,00"]
[13462,"CUADRILLA  ALBAÑILERIA  ACABADOS 2:4 + PREST.**","JRN",473836.99,"$ 0,00","$ 0,00","$ 473.836,99","$ 0,00","$ 0,00"]
[13535,"CUADRILLA  ALBAÑILERIA  GENERAL 0:1 + PREST.**","JRN",62764.56,"$ 0,00","$ 0,00","$ 62.764,56","$ 0,00","$ 0,00"]
[12926,"CUADRILLA  ALBAÑILERIA  GENERAL 0:2 + PREST.**","JRN",125529.12,"$ 0,00","$ 0,00","$ 125.529,12","$ 0,00","$ 0,00"]
[15363,"CUADRILLA  ALBAÑILERIA  GENERAL 0:3 + PREST.**","JRN",188293.68,"$ 0,00","$ 0,00","$ 188.293,68","$ 0,00","$ 0,00"]
[13477,"CUADRILLA  ALBAÑILERIA  GENERAL 0:4 + PREST.**","JRN",251058.24,"$ 0,00","$ 0,00","$ 251.058,24","$ 0,00","$ 0,00"]
[15102,"CUADRILLA  ALBAÑILERIA  GENERAL 0:6 + PREST.**","JRN",376587.36,"$ 0,00","$ 0,00","$ 376.587,36","$ 0,00","$ 0,00"]
[14556,"CUADRILLA  ALBAÑILERIA  GENERAL 1: 1: 2 +PREST.**","JRN",339891.04,"$ 0,00","$ 0,00","$ 339.891,04","$ 0,00","$ 0,00"]
[11938,"CUADRILLA  ALBAÑILERIA  GENERAL 1:1 +PREST.**","JRN",170086.16,"$ 0,00","$ 0,00","$ 170.086,16","$ 0,00","$ 0,00"]
[16647,"CUADRILLA  ALBAÑILERIA  GENERAL 1:1 +PRESTnocturno","JRN",229614.75,"$ 0,00","$ 0,00","$ 229.614,75","$ 0,00","$ 0,00"]
[235,"CUADRILLA  ALBAÑILERIA  GENERAL 1:1 SIN/PREST.","JRN",101667,"$ 0,00","$ 0,00","$ 101.667,00","$ 0,00","$ 0,00"]
[14014,"CUADRILLA  ALBAÑILERIA  GENERAL 1:10 +PREST.**","JRN",734967.2,"$ 0,00","$ 0,00","$ 734.967,20","$ 0,00","$ 0,00"]
[11953,"CUADRILLA  ALBAÑILERIA  GENERAL 1:2 +PREST.**","JRN",232850.72,"$ 0,00","$ 0,00","$ 232.850,72","$ 0,00","$ 0,00"]
[13297,"CUADRILLA  ALBAÑILERIA  GENERAL 1:2 +PREST.**","JRN",232850.72,"$ 0,00","$ 0,00","$ 232.850,72","$ 0,00","$ 0,00"]
[11954,"CUADRILLA  ALBAÑILERIA  GENERAL 1:3 +PREST.**","JRN",295615.28000000003,"$ 0,00","$ 0,00","$ 295.615,28","$ 0,00","$ 0,00"]
[12385,"CUADRILLA  ALBAÑILERIA  GENERAL 1:4 +PREST.**","JRN",358379.84,"$ 0,00","$ 0,00","$ 358.379,84","$ 0,00","$ 0,00"]
[12102,"CUADRILLA  ALBAÑILERIA  GENERAL 1:6 +PREST.**","JRN",483908.96,"$ 0,00","$ 0,00","$ 483.908,96","$ 0,00","$ 0,00"]
[12325,"CUADRILLA  ALBAÑILERIA  GENERAL 1:8 +PREST.**","JRN",609438.07999999996,"$ 0,00","$ 0,00","$ 609.438,08","$ 0,00","$ 0,00"]
[14411,"CUADRILLA  ALBAÑILERIA  GENERAL 2:2 +PREST.**","JRN",340172.32,"$ 0,00","$ 0,00","$ 340.172,32","$ 0,00","$ 0,00"]
[19360,"CUADRILLA  ALBAÑILERIA  GENERAL 2:3 +PREST.**","JRN",402936.88,"$ 0,00","$ 0,00","$ 402.936,88","$ 0,00","$ 0,00"]
[14013,"CUADRILLA  ALBAÑILERIA  GENERAL 3:12 +PREST.**","JRN",1075139.51,"$ 0,00","$ 0,00","$ 1.075.139,51","$ 0,00","$ 0,00"]
[13858,"CUADRILLA  ALBAÑILERIA  GENERAL 6:6 +PREST.**","JRN",1020516.95,"$ 0,00","$ 0,00","$ 1.020.516,95","$ 0,00","$ 0,00"]
[14599,"CUADRILLA  CARPINT. METAL. TALL 1:2:4+PREST.**","JRN",710015.7,"$ 0,00","$ 0,00","$ 710.015,70","$ 0,00","$ 0,00"]
[12433,"CUADRILLA  CARPINTERIA EN OBRA 0:2+PREST.**","JRN",127588.73,"$ 0,00","$ 0,00","$ 127.588,73","$ 0,00","$ 0,00"]
[456,"CUADRILLA  CARPINTERIA EN OBRA 1:1 SIN/PREST.","JRN",105000,"$ 0,00","$ 0,00","$ 105.000,00","$ 0,00","$ 0,00"]
[11939,"CUADRILLA  CARPINTERIA EN OBRA 1:1+PREST.**","JRN",170520.18,"$ 0,00","$ 0,00","$ 170.520,18","$ 0,00","$ 0,00"]
[12409,"CUADRILLA  CARPINTERIA EN OBRA 1:2+PREST.**","JRN",234314.54,"$ 0,00","$ 0,00","$ 234.314,54","$ 0,00","$ 0,00"]
[15956,"CUADRILLA  CARPINTERIA EN OBRA 1:4+PREST.**","JRN",361903.27,"$ 0,00","$ 0,00","$ 361.903,27","$ 0,00","$ 0,00"]
[14061,"CUADRILLA  CARPINTERIA EN OBRA 1:5+PREST.**","JRN",425697.64,"$ 0,00","$ 0,00","$ 425.697,64","$ 0,00","$ 0,00"]
[13761,"CUADRILLA  CARPINTERIA EN OBRA 2:2+PREST.**","JRN",341040.35,"$ 0,00","$ 0,00","$ 341.040,35","$ 0,00","$ 0,00"]
[15952,"CUADRILLA  CARPINTERIA EN OBRA 2:3+PREST.**","JRN",404834.72,"$ 0,00","$ 0,00","$ 404.834,72","$ 0,00","$ 0,00"]
[14537,"CUADRILLA  CARPINTERIA MADERA TALL 1:1 + PREST.","JRN",188174.78,"$ 0,00","$ 0,00","$ 188.174,78","$ 0,00","$ 0,00"]
[16610,"CUADRILLA  CARPINTERIA METALICA EN OBRA 1:1+PREST.","JRN",170520.18,"$ 0,00","$ 0,00","$ 170.520,18","$ 0,00","$ 0,00"]
[16023,"CUADRILLA  CARPINTERIA METALICA EN OBRA 1:2+PREST.","JRN",234314.54,"$ 0,00","$ 0,00","$ 234.314,54","$ 0,00","$ 0,00"]
[12411,"CUADRILLA  CARPINTERIA METALICA TALL 0:2 + PREST.","JRN",136864.62,"$ 0,00","$ 0,00","$ 136.864,62","$ 0,00","$ 0,00"]
[649,"CUADRILLA  CARPINTERIA METALICA TALL 1:1 SIN/PREST","JRN",116000,"$ 0,00","$ 0,00","$ 116.000,00","$ 0,00","$ 0,00"]
[11927,"CUADRILLA  CARPINTERIA METALICA TALL 1:2 + PREST.","JRN",256607.09,"$ 0,00","$ 0,00","$ 256.607,09","$ 0,00","$ 0,00"]
[11948,"CUADRILLA  CARPINTERIA METALICA TALL 1:3+PREST.**","JRN",325039.39,"$ 0,00","$ 0,00","$ 325.039,39","$ 0,00","$ 0,00"]
[12358,"CUADRILLA  CARPINTERIA METALICA TALL 1:4+PREST.**","JRN",393471.7,"$ 0,00","$ 0,00","$ 393.471,70","$ 0,00","$ 0,00"]
[13054,"CUADRILLA  CARPINTERIA METALICA TALL 1:6+PREST.**","JRN",530336.31999999995,"$ 0,00","$ 0,00","$ 530.336,32","$ 0,00","$ 0,00"]
[11028,"CUADRILLA  CARPINTERIA METALICA TALL 1:8+PREST.**","JRN",667200.93000000005,"$ 0,00","$ 0,00","$ 667.200,93","$ 0,00","$ 0,00"]
[13836,"CUADRILLA  CARPINTERIA METALICA TALL 2:2+PREST.**","JRN",376349.56,"$ 0,00","$ 0,00","$ 376.349,56","$ 0,00","$ 0,00"]
[12548,"CUADRILLA  CARPINTERIA METALICA TALL1:1 + PREST.","JRN",188174.78,"$ 0,00","$ 0,00","$ 188.174,78","$ 0,00","$ 0,00"]
[14922,"CUADRILLA  INST. ELECTRICAS 1:0 +PREST**","JRN",109329.77,"$ 0,00","$ 0,00","$ 109.329,77","$ 0,00","$ 0,00"]
[11941,"CUADRILLA  INST. ELECTRICAS 1:1 +PREST**","JRN",173703.49,"$ 0,00","$ 0,00","$ 173.703,49","$ 0,00","$ 0,00"]
[516,"CUADRILLA  INST. ELECTRICAS 1:1 SIN/PREST","JRN",107000,"$ 0,00","$ 0,00","$ 107.000,00","$ 0,00","$ 0,00"]
[12772,"CUADRILLA  INST. ELECTRICAS 1:2 +PREST**","JRN",238077.21,"$ 0,00","$ 0,00","$ 238.077,21","$ 0,00","$ 0,00"]
[12393,"CUADRILLA  INST. ELECTRICAS 1:3 +PREST**","JRN",302450.92,"$ 0,00","$ 0,00","$ 302.450,92","$ 0,00","$ 0,00"]
[12363,"CUADRILLA  INST. ELECTRICAS 1:4 +PREST**","JRN",366824.64,"$ 0,00","$ 0,00","$ 366.824,64","$ 0,00","$ 0,00"]
[12364,"CUADRILLA  INST. ELECTRICAS 1:5 +PREST**","JRN",431198.36,"$ 0,00","$ 0,00","$ 431.198,36","$ 0,00","$ 0,00"]
[12428,"CUADRILLA  INST. ELECTRICAS 1:6 +PREST**","JRN",495572.08,"$ 0,00","$ 0,00","$ 495.572,08","$ 0,00","$ 0,00"]
[13896,"CUADRILLA  INST. ELECTRICAS 2:0 +PREST**","JRN",218659.53,"$ 0,00","$ 0,00","$ 218.659,53","$ 0,00","$ 0,00"]
[14120,"CUADRILLA  INST. ELECTRICAS 2:1 +PREST**","JRN",283033.25,"$ 0,00","$ 0,00","$ 283.033,25","$ 0,00","$ 0,00"]
[18613,"CUADRILLA  INST. ELECTRICAS 2:2 +PREST**","JRN",347406.97,"$ 0,00","$ 0,00","$ 347.406,97","$ 0,00","$ 0,00"]
[16643,"CUADRILLA  INST. HIDRAULICA  1:1+PREST. **","JRN",173124.14,"$ 0,00","$ 0,00","$ 173.124,14","$ 0,00","$ 0,00"]
[17192,"CUADRILLA  INST. MECANICAS 1:2 +PREST**","JRN",237788.56,"$ 0,00","$ 0,00","$ 237.788,56","$ 0,00","$ 0,00"]
[10130,"CUADRILLA  INST. SANITAR/HIDRAULICAS 1:5+PREST. **","JRN",428301.6,"$ 0,00","$ 0,00","$ 428.301,60","$ 0,00","$ 0,00"]
[517,"CUADRILLA  INST. SANITARIAS 1:1 SIN/PREST.","JRN",106667,"$ 0,00","$ 0,00","$ 106.667,00","$ 0,00","$ 0,00"]
[11942,"CUADRILLA  INST. SANITARIAS 1:1+PREST. **","JRN",173124.14,"$ 0,00","$ 0,00","$ 173.124,14","$ 0,00","$ 0,00"]
[12759,"CUADRILLA  INST. SANITARIAS 1:2+PREST. **","JRN",236918.5,"$ 0,00","$ 0,00","$ 236.918,50","$ 0,00","$ 0,00"]
[13802,"CUADRILLA  INST. SANITARIAS 1:3+PREST. **","JRN",300712.87,"$ 0,00","$ 0,00","$ 300.712,87","$ 0,00","$ 0,00"]
[12360,"CUADRILLA  INST. SANITARIAS 1:8+PREST. **","JRN",619684.69999999995,"$ 0,00","$ 0,00","$ 619.684,70","$ 0,00","$ 0,00"]
[16088,"CUADRILLA  MNTO. ELECTROMECANICO 1:1 + PREST.","JRN",187968.46,"$ 0,00","$ 0,00","$ 187.968,46","$ 0,00","$ 0,00"]
[10572,"CUADRILLA  MNTO. ELECTROMECANICO 1:2+ PREST.","JRN",256298.65,"$ 0,00","$ 0,00","$ 256.298,65","$ 0,00","$ 0,00"]
[11095,"CUADRILLA  MNTO. ELECTROMECANICO 1:3 + PREST.","JRN",324628.84999999998,"$ 0,00","$ 0,00","$ 324.628,85","$ 0,00","$ 0,00"]
[10586,"CUADRILLA  PINTURA 1:0 +PREST. **","JRN",109329.77,"$ 0,00","$ 0,00","$ 109.329,77","$ 0,00","$ 0,00"]
[11943,"CUADRILLA  PINTURA 1:1 +PREST. **","JRN",173703.49,"$ 0,00","$ 0,00","$ 173.703,49","$ 0,00","$ 0,00"]
[518,"CUADRILLA  PINTURA 1:1 SIN/PREST.","JRN",107000,"$ 0,00","$ 0,00","$ 107.000,00","$ 0,00","$ 0,00"]
[12533,"CUADRILLA  PINTURA 1:2 +PREST. **","JRN",238077.21,"$ 0,00","$ 0,00","$ 238.077,21","$ 0,00","$ 0,00"]
[13020,"CUADRILLA  PINTURA 1:2 +PREST. **","JRN",238077.21,"$ 0,00","$ 0,00","$ 238.077,21","$ 0,00","$ 0,00"]
[13847,"CUADRILLA  PINTURA 1:3 +PREST. **","JRN",302450.92,"$ 0,00","$ 0,00","$ 302.450,92","$ 0,00","$ 0,00"]
[14124,"CUADRILLA  PINTURA 1:5 +PREST. **","JRN",431198.36,"$ 0,00","$ 0,00","$ 431.198,36","$ 0,00","$ 0,00"]
[14123,"CUADRILLA  PINTURA 1:6 +PREST. **","JRN",495572.08,"$ 0,00","$ 0,00","$ 495.572,08","$ 0,00","$ 0,00"]
[16656,"CUADRILLA CARPINTERIA MADERA 1:1+PREST.**","JRN",188174.78,"$ 0,00","$ 0,00","$ 188.174,78","$ 0,00","$ 0,00"]
[15810,"CUADRILLA CARPINTERIA METALICA 1:1+PRESTSolda+ayud","JRN",188174.78,"$ 0,00","$ 0,00","$ 188.174,78","$ 0,00","$ 0,00"]
[11940,"CUADRILLA CARPINTERIA METALICA TALL.1:1+PREST.**","JRN",188174.78,"$ 0,00","$ 0,00","$ 188.174,78","$ 0,00","$ 0,00"]
[15714,"CUADRILLA DE JARDINERIA 0:2 + PREST","JRN",125340.1,"$ 0,00","$ 0,00","$ 125.340,10","$ 0,00","$ 0,00"]
[15682,"CUADRILLA DE JARDINERIA 1:1 + PREST","JRN",169898.21,"$ 0,00","$ 0,00","$ 169.898,21","$ 0,00","$ 0,00"]
[17482,"CUADRILLA INST. ESPECIALES PISCINAS 1:1+PREST**","JRN",165018.41,"$ 0,00","$ 0,00","$ 165.018,41","$ 0,00","$ 0,00"]
[17486,"CUADRILLA INST. ESPECIALES PISCINAS 1:2+PREST**","JRN",225912.89,"$ 0,00","$ 0,00","$ 225.912,89","$ 0,00","$ 0,00"]
[17547,"CUADRILLA INST. ESPECIALES PISCINAS 1:3+PREST**","JRN",286807.37,"$ 0,00","$ 0,00","$ 286.807,37","$ 0,00","$ 0,00"]
[17548,"CUADRILLA INST. ESPECIALES PISCINAS 1:4+PREST**","JRN",347701.85,"$ 0,00","$ 0,00","$ 347.701,85","$ 0,00","$ 0,00"]
[17459,"CUADRILLA PROGRAMACION Y PUESTA EN MARCHA 2:2 +PRE","JRN",375936.92,"$ 0,00","$ 0,00","$ 375.936,92","$ 0,00","$ 0,00"]
[15142,"CUADRILLA TRABAJOS ALTURA PERF.1:1+PREST.**","JRN",185571.87,"$ 0,00","$ 0,00","$ 185.571,87","$ 0,00","$ 0,00"]
[3038,"CUARTO DE CONTROL","UN",572308.76,"$ 358.306,06","$ 22.928,86","$ 191.073,84","$ 0,00","$ 0,00"]
[18619,"Cub.Sand.333cAluzilis.poliur.30MMpint2Cara(Sum+Ins","M2",52996.38,"$ 51.434,53","$ 363,08","$ 1.198,78","$ 0,00","$ 0,00"]
[18685,"Cub.Sand.333cAluzilis.poliur.30MMpint2Cara+Remates","M2",51344.81,"$ 50.122,06","$ 23,98","$ 1.198,78","$ 0,00","$ 0,00"]
[17913,"Cubierta DobleTejaTraslucidaInyecPoliuretanoS/espe","M2",19811.95,"$ 157,15","$ 4.598,09","$ 15.056,71","$ 0,00","$ 0,00"]
[16168,"Cubierta en Canaleta 90 - 7.50 ml (Sum+Inst)","M2",72176.899999999994,"$ 14.539,89","$ 18.574,35","$ 25.588,32","$ 13.474,34","$ 0,00"]
[13367,"Cubierta en Canaleta 90 - 9,00 ml (Sum+Inst)","M2",75133.62,"$ 14.539,89","$ 19.022,41","$ 28.096,98","$ 13.474,34","$ 0,00"]
[10161,"Cubierta en lamina galvanizada cal 16 **","M2",15424.12,"$ 6.662,06","$ 1.558,43","$ 7.203,63","$ 0,00","$ 0,00"]
[14407,"Cubierta en teja Ajota policarbonato (instalacion)","M2",42859.16,"$ 0,00","$ 10.032,53","$ 32.826,63","$ 0,00","$ 0,00"]
[10889,"Cubierta en teja Ajota policarbonato*Sum+instalac)","M2",37207.050000000003,"$ 4.463,76","$ 1.407,82","$ 31.335,47","$ 0,00","$ 0,00"]
[14567,"Cubierta en teja Ajota Trapezoidal traslucida","M2",37599.769999999997,"$ 10.179,52","$ 10.239,39","$ 14.457,32","$ 2.723,54","$ 0,00"]
[10693,"Cubierta en teja Ajover termo acustica  **","M2",83574.11,"$ 49.890,76","$ 2.347,88","$ 31.335,47","$ 0,00","$ 0,00"]
[11008,"Cubierta en teja Arizona termo acustica **","M2",40739.949999999997,"$ 6.662,06","$ 1.184,03","$ 32.893,86","$ 0,00","$ 0,00"]
[14386,"Cubierta lamina arquit. Acesco TZA73*366-30 (inst)","M2",42285.96,"$ 6.662,06","$ 2.730,04","$ 32.893,86","$ 0,00","$ 0,00"]
[14406,"Cubierta lamina arquitect  TZA73*366-30 (Instalación)","M2",38335.379999999997,"$ 239,60","$ 2.558,00","$ 35.537,78","$ 0,00","$ 0,00"]
[10174,"Cubierta lamina arquitect  TZA73*366-30 (Sum + Inst) **","M2",100767.3,"$ 60.730,97","$ 2.940,16","$ 37.096,17","$ 0,00","$ 0,00"]
[14561,"Cubierta lamina arquitect Acesco TZA73*305-30","M2",159230.12,"$ 73.272,66","$ 13.729,69","$ 69.504,23","$ 2.723,54","$ 0,00"]
[10173,"Cubierta lamina arquitect Acesco TZA73*305-30 colo","M2",49617.72,"$ 13.993,82","$ 2.730,04","$ 32.893,86","$ 0,00","$ 0,00"]
[11771,"Cubierta Policarb.Alveolar Arkopal Cal.10mm+Conet.","M2",137099.98000000001,"$ 114.443,50","$ 2.082,47","$ 18.557,19","$ 2.016,82","$ 0,00"]
[13202,"Cubierta Policarbonato  AlveolarCal.8mm+Conet.+Perfil","M2",207714.25,"$ 186.569,28","$ 1.006,90","$ 20.138,07","$ 0,00","$ 0,00"]
[15775,"Cubierta Sandwich Aluzinc Cal 26 ref 525c (Sum+Ins","M2",0,"$ 0,00","$ 0,00","$ 0,00","$ 0,00","$ 0,00"]
[11350,"Cubierta Sandwich Deck 333C-**","M2",381070.54,"$ 338.623,44","$ 32.403,85","$ 10.043,26","$ 0,00","$ 0,00"]
[11750,"Cubierta Sandwich Deck 333C-Band.lisa.Alum.Pintada","M2",293537.62,"$ 256.324,10","$ 2.434,43","$ 10.943,98","$ 23.835,11","$ 0,00"]
[15016,"Cubierta SandwichAluzincCal 26+poliuretano(Sum+Ins","M2",220228,"$ 220.228,00","$ 0,00","$ 0,00","$ 0,00","$ 0,00"]
[11753,"Cubierta Sencilla Deck 333C-.Alum.Pint.Dos Caras**","M2",148010.54999999999,"$ 127.975,25","$ 2.406,49","$ 10.478,28","$ 7.150,53","$ 0,00"]
[17911,"Cubierta Teja SanducheAcero Galv.Cal.26+lana roca","M2",3721.55,"$ 12,57","$ 3.109,59","$ 599,39","$ 0,00","$ 0,00"]
[11009,"Cubierta teja sin traslapos termoAcusticPintada **","M2",41058.199999999997,"$ 6.980,31","$ 1.184,03","$ 32.893,86","$ 0,00","$ 0,00"]
[10105,"Cubierta teja supertrapezoid termoAcusticPintada**","M2",43968.32,"$ 4.497,25","$ 5.453,84","$ 34.017,23","$ 0,00","$ 0,00"]
[10952,"Cubierta teja termAcustic Pint2cara poliu-spray**","M2",38682.81,"$ 4.782,01","$ 1.526,59","$ 32.374,21","$ 0,00","$ 0,00"]
[10786,"Cubierta teja termoAcustic sinPint. poliu-spray **","M2",38682.81,"$ 4.782,01","$ 1.526,59","$ 32.374,21","$ 0,00","$ 0,00"]
[18484,"CubiertaSanwich e=5cmMembranaFlex.+Lam.Acero","M2",375294.04,"$ 338.509,84","$ 28.279,89","$ 8.504,31","$ 0,00","$ 0,00"]
[15916,"CubiertaStandingSeamSandwichCal.26-38mmcolorSum+in","M2",236820,"$ 236.820,00","$ 0,00","$ 0,00","$ 0,00","$ 0,00"]
[12794,"CubiertaTejaAcescoCal.26+Canal met.Cal.20+Est.Meta","M2",219974.35,"$ 159.007,70","$ 10.159,46","$ 50.807,19","$ 0,00","$ 0,00"]
[17914,"CubiertaTraslucidaen Vidrio Templado5+6SobreEstruc","M2",3288.25,"$ 25,16","$ 2.064,32","$ 1.198,78","$ 0,00","$ 0,00"]
[18379,"CUELGA CONCR VISTO OCRE F'C 21 MPA - E: 0.12M CDRC","M2",221194.16,"$ 145.193,51","$ 16.277,51","$ 59.723,14","$ 0,00","$ 0,00"]
[17112,"CUELGA EN \"L\" DRYWALL 1/2\"+Estruc+Masilla+Vinilo","ML",73286.66,"$ 45.477,72","$ 4.323,07","$ 23.485,87","$ 0,00","$ 0,00"]
[17139,"CUERDA PARA IZAJE BOMBAS","UN",52.98,"$ 0,00","$ 1,04","$ 51,94","$ 0,00","$ 0,00"]
[169,"CULATAS  1:3 imp. e=1.5Cm.","M2",23201.3,"$ 11.111,23","$ 0,00","$ 12.090,07","$ 0,00","$ 0,00"]
[170,"CULATAS  1:3 imp. e=2.0Cm.","M2",27016.75,"$ 14.793,44","$ 0,00","$ 12.223,31","$ 0,00","$ 0,00"]
[863,"CUMBRERA #1 (2.20x.90)Cristac.","UN",102553.95,"$ 58.312,31","$ 0,00","$ 44.241,64","$ 0,00","$ 0,00"]
[864,"CUMBRERA #2(1.50x2.04)Cristac.","UN",105690.86,"$ 61.449,22","$ 0,00","$ 44.241,64","$ 0,00","$ 0,00"]
[10025,"Cuneta en tierra/revestida/mort1:5 a0.5 e0.02 h0,4","ML",35774.14,"$ 13.310,12","$ 2.434,83","$ 20.029,19","$ 0,00","$ 0,00"]
[14431,"Cuneta revestid asfalt r=0.30m;h=0.10m(Sum+Inst)**","ML",47072.55,"$ 13.560,12","$ 2.023,08","$ 27.140,13","$ 4.349,20","$ 0,00"]
[15450,"Cuneta Tipo-1(Area Secc.Transv=0.0938m2)l","ML",97941.97,"$ 58.441,46","$ 5.372,55","$ 30.757,66","$ 3.370,31","$ 0,00"]
[15651,"CunetaPrefabricTrape(0.30+0.10)h=0.10m(SueloBlando","ML",36784.559999999998,"$ 13.412,77","$ 1.488,45","$ 15.142,59","$ 6.740,78","$ 0,00"]
[15653,"CunetaPrefabricTrape(0.30+0.10)h=0.10m(SueloDuro)","ML",34149.1,"$ 13.255,68","$ 1.266,49","$ 14.512,30","$ 5.114,66","$ 0,00"]
[15652,"CunetaPrefabricTrape(0.30+0.10)h=0.10m(SueloMedio","ML",34828.07,"$ 12.691,50","$ 1.377,66","$ 14.831,21","$ 5.927,72","$ 0,00"]
[11686,"CunetaPrefabricTrape(0.30+0.10)L=1.0m(S/tierra)","ML",18203.009999999998,"$ 3.721,16","$ 701,39","$ 12.731,12","$ 1.049,36","$ 0,00"]
[865,"CUPULA #1 (1.58x1.13)Cristacr.","UN",85441,"$ 41.199,36","$ 0,00","$ 44.241,64","$ 0,00","$ 0,00"]
[866,"CUPULA #2 (1.58x1.40)Cristacr.","UN",102507.3,"$ 58.265,66","$ 0,00","$ 44.241,64","$ 0,00","$ 0,00"]
[867,"CUPULA #3 (1.58x2.30)Cristacr.","UN",106158.01,"$ 61.916,37","$ 0,00","$ 44.241,64","$ 0,00","$ 0,00"]
[17054,"CÚPULA CONCÉNTRICA EN ALUMINIO 8 x 4\"","UN",30665.72,"$ 2.840,90","$ 545,58","$ 27.279,24","$ 0,00","$ 0,00"]
[17848,"CÚPULA CONCÉNTRICA EN ALUMINIO 8 x 6\"","UN",28798.01,"$ 1.942,08","$ 526,59","$ 26.329,34","$ 0,00","$ 0,00"]
[13116,"CURADO FISURAS CON SIKACRYL+SIKAFLEX**","M2",32463.040000000001,"$ 20.517,47","$ 1.558,12","$ 10.387,45","$ 0,00","$ 0,00"]
[11150,"Dado cerramient 3000psi mezObra sin refuerzo *","M3",704181.68,"$ 376.664,42","$ 18.702,83","$ 284.598,50","$ 24.215,92","$ 0,00"]
[11811,"Dado cim skatepark 3000psi PreMez sin refuerzo **","M3",725130.9,"$ 457.499,61","$ 17.278,26","$ 250.353,03","$ 0,00","$ 0,00"]
[10354,"Dado ciment concreto 3000psi Premezcl sin refuer**","M3",793780.19,"$ 491.130,92","$ 10.248,99","$ 292.400,28","$ 0,00","$ 0,00"]
[16098,"Dado ciment concreto 3000psi Premezcl sin refuer**","M3",763584.17,"$ 474.393,57","$ 18.076,56","$ 271.114,04","$ 0,00","$ 0,00"]
[13124,"Dado ciment concreto 3500psi Premezcl sin refuer**","M3",854734.33,"$ 552.716,81","$ 18.915,70","$ 283.101,82","$ 0,00","$ 0,00"]
[11387,"Dado ciment concreto 4000psi Premezcl sin refuer**","M3",790869.79,"$ 488.852,27","$ 18.915,70","$ 283.101,82","$ 0,00","$ 0,00"]
[17818,"Dado ciment concreto F'C21 MPA3000psi sin ref CDRC","M3",847464.97,"$ 510.392,40","$ 65.748,32","$ 271.324,25","$ 0,00","$ 0,00"]
[16120,"Dado Conc3.000psi(100x100)Exc-sin ref)sinFormH=0.6","UN",332634.86,"$ 230.220,66","$ 1.731,86","$ 53.361,58","$ 47.320,76","$ 0,00"]
[16117,"Dado Conc3.000psi(100x60)Exc-sin ref)sinForm H=0.6","UN",204983.19,"$ 138.132,39","$ 1.338,80","$ 37.119,53","$ 28.392,46","$ 0,00"]
[16628,"Dado Conc3.000psi(30x30)Exc+refuerz)sinFormH=1.00m","UN",99481.06,"$ 65.710,10","$ 880,54","$ 25.439,76","$ 7.450,67","$ 0,00"]
[16631,"Dado Conc3.000psi(30x30)Exc-sin ref)sinForm H=0.30","UN",22154.84,"$ 11.364,82","$ 448,25","$ 8.140,52","$ 2.201,25","$ 0,00"]
[15392,"Dado Conc3.000psi(30x30)Exc-sin ref)sinForm H=0.40","UN",28802,"$ 15.128,74","$ 454,96","$ 10.285,04","$ 2.933,26","$ 0,00"]
[16804,"Dado Conc3.000psi(30x30)Exc-sin ref)sinForm H=0.50","UN",32105.4,"$ 17.284,82","$ 675,74","$ 10.594,49","$ 3.550,36","$ 0,00"]
[15393,"Dado Conc3.000psi(30x30)Exc-sin ref)sinForm H=0.60","UN",38372.730000000003,"$ 20.719,86","$ 682,45","$ 12.711,55","$ 4.258,87","$ 0,00"]
[16621,"Dado Conc3.000psi(30x30)Exc-sin ref)sinForm H=0.85","UN",58032.55,"$ 33.765,53","$ 699,60","$ 17.192,95","$ 6.374,47","$ 0,00"]
[16625,"Dado Conc3.000psi(30x30)Exc-sin ref)sinForm H=1.00","UN",69437.94,"$ 39.466,21","$ 923,35","$ 21.597,72","$ 7.450,67","$ 0,00"]
[15969,"Dado Conc3.000psi(35x35)Exc-sin ref)sinForm H=0.70","UN",61021.55,"$ 37.712,16","$ 749,13","$ 15.440,74","$ 7.119,53","$ 0,00"]
[16632,"Dado Conc3.000psi(40x40)Exc-sin ref)sinForm H=0.40","UN",47743.46,"$ 26.895,54","$ 561,47","$ 15.071,77","$ 5.214,69","$ 0,00"]
[16156,"Dado Conc3.000psi(40x40)Exc-sin ref)sinForm H=0.60","UN",70507.899999999994,"$ 40.343,29","$ 585,34","$ 21.757,24","$ 7.822,03","$ 0,00"]
[16448,"Dado Conc3.000psi(40x40)Exc-sin ref)sinForm H=0.80","UN",88681.17,"$ 53.791,06","$ 780,45","$ 23.680,29","$ 10.429,37","$ 0,00"]
[15975,"Dado Conc3.000psi(40x40)Exc-sin ref)sinForm H=0.85","UN",87493.04,"$ 52.183,35","$ 786,42","$ 23.797,22","$ 10.726,04","$ 0,00"]
[16801,"Dado Conc3.000psi(40x40)Exc-sin ref)sinForm H=1.00","UN",106819.26,"$ 67.238,83","$ 804,32","$ 25.739,40","$ 13.036,71","$ 0,00"]
[16118,"Dado Conc3.000psi(40x60)Exc-sin ref)sinForm H=0.6","UN",93727.38,"$ 60.514,94","$ 749,58","$ 20.729,82","$ 11.733,04","$ 0,00"]
[15971,"Dado Conc3.000psi(45x45)Exc-sin ref)sinForm H=0.80","UN",95592.960000000006,"$ 62.159,58","$ 891,43","$ 19.765,34","$ 12.776,61","$ 0,00"]
[16251,"Dado Conc3.000psi(50x50)Exc-sin ref)sinForm H=0.50","UN",74713.039999999994,"$ 47.980,91","$ 863,84","$ 16.008,50","$ 9.859,80","$ 0,00"]
[15394,"Dado Conc3.000psi(50x50)Exc-sin ref)sinForm H=0.55","UN",82337.88,"$ 53.718,16","$ 875,02","$ 16.703,19","$ 11.041,51","$ 0,00"]
[15970,"Dado Conc3.000psi(50x50)Exc-sin ref)sinForm H=0.55","UN",82337.88,"$ 53.718,16","$ 875,02","$ 16.703,19","$ 11.041,51","$ 0,00"]
[15395,"Dado Conc3.000psi(50x50)Exc-sin ref)sinForm H=1.00","UN",146998.04,"$ 95.925,27","$ 1.042,69","$ 30.313,09","$ 19.716,98","$ 0,00"]
[16116,"Dado Conc3.000psi(60x60)Exc-sin ref)sinForm H=0.60","UN",129327.07,"$ 82.879,44","$ 1.017,33","$ 28.394,82","$ 17.035,47","$ 0,00"]
[15396,"Dado Conc3.000psi(60x60)Exc-sin ref)sinForm H=0.70","UN",148017.5,"$ 96.692,67","$ 1.044,18","$ 30.405,92","$ 19.874,71","$ 0,00"]
[16807,"Dado Conc3.000psi(60x60)Exc-sin ref)sinForm H=0.80","UN",166707.92000000001,"$ 110.505,92","$ 1.071,04","$ 32.417,00","$ 22.713,96","$ 0,00"]
[16121,"Dado Conc3.000psi(75x40)Exc-sin ref)sinFormH=0.6","UN",118573.44,"$ 75.643,68","$ 990,48","$ 27.272,97","$ 14.666,30","$ 0,00"]
[16122,"Dado Conc3.000psi(80x60)Exc-sin ref)sinFormH=0.6","UN",176735.86,"$ 121.029,89","$ 985,42","$ 31.254,48","$ 23.466,08","$ 0,00"]
[16119,"Dado Conc3.000psi(80x80)Exc-sin ref)sinForm H=0.6","UN",231507.9,"$ 161.373,18","$ 1.142,64","$ 37.703,96","$ 31.288,11","$ 0,00"]
[16139,"Dado Conc3.000psi(80x80)Exc-sin ref)sinFormH=0.80","UN",282290.8,"$ 196.454,96","$ 1.280,93","$ 44.174,52","$ 40.380,38","$ 0,00"]
[16763,"Dado Conc3.500psi(40x40)Exc-sin ref)sinForm H=0.40","UN",52002.06,"$ 31.154,14","$ 561,47","$ 15.071,77","$ 5.214,69","$ 0,00"]
[14055,"Dado Concr.2.500psi(0.80x0.80)H=1.10mExc+ret+Refue","ML",576192.59,"$ 386.224,64","$ 1.381,33","$ 130.431,19","$ 58.155,43","$ 0,00"]
[15503,"Dado Concr.3.000psi(25x25)Exc(SinForm;Sin ref)","ML",49998.89,"$ 24.191,44","$ 903,21","$ 19.934,26","$ 4.969,99","$ 0,00"]
[15828,"Dado Concr.3.000psi(30x30x.70)Exc+ret+Refuerz)sin","UN",71388.490000000005,"$ 43.694,95","$ 774,78","$ 21.867,82","$ 5.050,94","$ 0,00"]
[13988,"Dado Concr.3.000psi(30x30x1.00)Exc+ret+Refuerz)sin","ML",148664.22,"$ 108.575,13","$ 923,35","$ 31.715,08","$ 7.450,67","$ 0,00"]
[15829,"Dado Concr.3.000psi(30x30x50)Exc+ret+Refuerz)sin","ML",79648.75,"$ 54.287,57","$ 675,74","$ 20.960,12","$ 3.725,33","$ 0,00"]
[15798,"Dado Concr.3.000psi(50x50)Exc+ret+Refuerz)sin form","ML",171061.68,"$ 116.045,59","$ 2.040,45","$ 33.258,65","$ 19.716,98","$ 0,00"]
[15799,"Dado Concr.3.000psi(60x60)Exc+ret+Refuerz)sin form","ML",231050.38,"$ 160.002,30","$ 2.334,38","$ 40.321,23","$ 28.392,46","$ 0,00"]
[14437,"Dado concreto 2500psi 30x30x50sin  refuerzo+Formal","UN",74897.42,"$ 30.645,31","$ 2.413,04","$ 35.417,34","$ 6.421,73","$ 0,00"]
[14435,"Dado concreto 3.000psi 30x30x50 sin  refuerzo.","UN",75071.09,"$ 31.036,92","$ 2.413,04","$ 35.417,34","$ 6.203,78","$ 0,00"]
[13577,"Dado concreto 4000psi 30x30x50 sin  refuerzo.","UN",79382.97,"$ 35.130,85","$ 2.413,04","$ 35.417,34","$ 6.421,73","$ 0,00"]
[11645,"Dado concreto 4000psi 50x50x50 con refuerzo 1/2\" *","UN",143443.32999999999,"$ 90.308,32","$ 2.893,11","$ 45.018,86","$ 5.223,04","$ 0,00"]
[18487,"Dado y Viga ciment concr F'C35 MPA5000psi CDRC","M3",339021.97,"$ 78.243,08","$ 67.259,99","$ 193.518,90","$ 0,00","$ 0,00"]
[13481,"DADO+ SOPORTE ANC.JUEGO GIMNAS 3000psObra sin ref","UN",185744.73,"$ 97.565,65","$ 8.283,78","$ 58.808,58","$ 21.086,72","$ 0,00"]
[19335,"DAMPER CONTROL AIRE MANUAL14\"X6\"DCA01M CEFE COMETA","UN",106945.73,"$ 72.565,27","$ 11.891,11","$ 19.622,47","$ 2.866,88","$ 0,00"]
[18164,"DAMPER CONTROL AIRE MANUAL6\"X6\"DCA01M CEFE COMETAS","UN",101088.84,"$ 64.367,79","$ 14.111,83","$ 19.742,35","$ 2.866,88","$ 0,00"]
[19304,"DAMPER CONTROL AIRE MANUAL8\"X6\"DCA01M CEFE COMETAS","UN",105588.84,"$ 68.867,79","$ 14.111,83","$ 19.742,35","$ 2.866,88","$ 0,00"]
[19337,"DAMPER CONTROL AIRE ON/OFF(48X28)DCA01M CEFE COMET","UN",948288.81,"$ 713.238,78","$ 88.910,62","$ 143.272,53","$ 2.866,88","$ 0,00"]
[19306,"DAMPER CONTROL AIREMANUAL10\"X8\"DCA01M CEFE COMETAS","UN",111088.83,"$ 74.367,78","$ 14.111,83","$ 19.742,35","$ 2.866,88","$ 0,00"]
[19307,"DAMPER CONTROL AIREMANUAL12\"X6\"DCA01M CEFE COMETAS","UN",107288.84,"$ 70.567,79","$ 14.111,83","$ 19.742,35","$ 2.866,88","$ 0,00"]
[19348,"DAMPER CONTROL AIREMANUAL28\"X10\"DCA01M CEFE COMETA","UN",203782.27,"$ 149.500,39","$ 17.884,85","$ 33.530,16","$ 2.866,88","$ 0,00"]
[17196,"DÁMPER DE BALANCEO 25X25 CM","UN",32467.24,"$ 237,79","$ 1.426,73","$ 23.778,86","$ 7.023,86","$ 0,00"]
[17200,"DÁMPER DE BALANCEO 30X25 CM","UN",32229.45,"$ 237,79","$ 1.188,94","$ 23.778,86","$ 7.023,86","$ 0,00"]
[17202,"DÁMPER DE BALANCEO 30X30 CM","UN",32229.45,"$ 237,79","$ 1.188,94","$ 23.778,86","$ 7.023,86","$ 0,00"]
[17203,"DÁMPER DE BALANCEO 35X30 CM","UN",32229.45,"$ 237,79","$ 1.188,94","$ 23.778,86","$ 7.023,86","$ 0,00"]
[10478,"DÁMPER DE CONTROL DE AIRE CON MECANISMO MANUAL (DCM-01) (6\"x6\")Cefe Cometas(Suministro+Inst)    ","UN",114735.29,"$ 71.919,93","$ 1.902,31","$ 38.046,17","$ 2.866,88","$ 0,00"]
[10480,"DÁMPER DE CONTROL DE AIRE CON MECANISMO MANUAL (DCM-02) (8\"x6\")Cefe Cometas-Sumin+Instalación    ","UN",82120.210000000006,"$ 61.442,36","$ 8.788,42","$ 11.889,43","$ 0,00","$ 0,00"]
[19221,"DÁMPER DE CONTROL DE AIRE CON MECANISMO MANUAL (DCM-04) (10\"x8\")    ","UN",106600.49,"$ 81.145,72","$ 10.588,07","$ 14.866,70","$ 0,00","$ 0,00"]
[10481,"DÁMPER DE CONTROL DE AIRE CON MECANISMO MANUAL (DCM-05)  (10\"x10\")Cefe Cometas (Sum+Inst)    ","UN",116578.32,"$ 93.424,14","$ 8.886,87","$ 14.267,31","$ 0,00","$ 0,00"]
[19226,"DÁMPER DE CONTROL DE AIRE OPERACIÓN ON/OFF (DCA-01-O) (6\"x6\")Cefe Cometas (Suministro e instalac    ","UN",875744.18,"$ 842.018,28","$ 14.103,43","$ 19.622,47","$ 0,00","$ 0,00"]
[19214,"DÁMPER DE CONTROL DE AIRE OPERACIÓN ON/OFF (DCA-01-O) (8\"x6\")Cefe Cometas (Suministro e instalac    ","UN",905816.89,"$ 863.819,84","$ 17.618,80","$ 24.378,25","$ 0,00","$ 0,00"]
[18720,"Damper Manual de balanceo. 11\"X 4\" Sum + Instal","UN",211036.65,"$ 170.000,05","$ 1.842,86","$ 36.857,23","$ 2.336,51","$ 0,00"]
[18714,"Damper Manual de balanceo. 11\"X 8\" Sum + Instal","UN",87944.639999999999,"$ 46.908,04","$ 1.842,86","$ 36.857,23","$ 2.336,51","$ 0,00"]
[18710,"Damper Manual de balanceo. 12\" x 5\" Sum + Instal","UN",87944.639999999999,"$ 46.908,04","$ 1.842,86","$ 36.857,23","$ 2.336,51","$ 0,00"]
[18707,"Damper Manual de balanceo. 12\" x 6\" Sum + Instal","UN",87944.639999999999,"$ 46.908,04","$ 1.842,86","$ 36.857,23","$ 2.336,51","$ 0,00"]
[18705,"Damper Manual de balanceo. 12\" x 8\" Sum + Instal","UN",87944.639999999999,"$ 46.908,04","$ 1.842,86","$ 36.857,23","$ 2.336,51","$ 0,00"]
[18703,"Damper Manual de balanceo. 12\" x 9\" Sum + Instal","UN",87944.639999999999,"$ 46.908,04","$ 1.842,86","$ 36.857,23","$ 2.336,51","$ 0,00"]
[18682,"Damper Manual de balanceo. 14\" x 12\" Sum + Instal","UN",87944.639999999999,"$ 46.908,04","$ 1.842,86","$ 36.857,23","$ 2.336,51","$ 0,00"]
[18702,"Damper Manual de balanceo. 14\" x 8\" Sum + Instal","UN",87944.639999999999,"$ 46.908,04","$ 1.842,86","$ 36.857,23","$ 2.336,51","$ 0,00"]
[18683,"Damper Manual de balanceo. 14\" x 9\" Sum + Instal","UN",87944.639999999999,"$ 46.908,04","$ 1.842,86","$ 36.857,23","$ 2.336,51","$ 0,00"]
[18680,"Damper Manual de balanceo. 15\" x 10\" Sum + Instal","UN",87944.639999999999,"$ 46.908,04","$ 1.842,86","$ 36.857,23","$ 2.336,51","$ 0,00"]
[18681,"Damper Manual de balanceo. 15\" x 12\" Sum + Instal","UN",87944.639999999999,"$ 46.908,04","$ 1.842,86","$ 36.857,23","$ 2.336,51","$ 0,00"]
[18679,"Damper Manual de balanceo. 16\" x 10\" Sum + Instal","UN",87944.639999999999,"$ 46.908,04","$ 1.842,86","$ 36.857,23","$ 2.336,51","$ 0,00"]
[18678,"Damper Manual de balanceo. 16\" x 9\" Sum + Instal","UN",87944.639999999999,"$ 46.908,04","$ 1.842,86","$ 36.857,23","$ 2.336,51","$ 0,00"]
[18677,"Damper Manual de balanceo. 18\" x10\" Sum + Instal","UN",87944.639999999999,"$ 46.908,04","$ 1.842,86","$ 36.857,23","$ 2.336,51","$ 0,00"]
[18591,"Damper Manual de balanceo. 23\" x12\" Sum + Instal","UN",87944.639999999999,"$ 46.908,04","$ 1.842,86","$ 36.857,23","$ 2.336,51","$ 0,00"]
[18588,"Damper Manual de balanceo. 28\" x13\" Sum + Instal","UN",87944.639999999999,"$ 46.908,04","$ 1.842,86","$ 36.857,23","$ 2.336,51","$ 0,00"]
[18586,"Damper Manual de balanceo. 28\" x14\" Sum + Instal","UN",87944.639999999999,"$ 46.908,04","$ 1.842,86","$ 36.857,23","$ 2.336,51","$ 0,00"]
[18561,"Damper Manual de balanceo. 28\" x15\" Sum + Instal","UN",87944.639999999999,"$ 46.908,04","$ 1.842,86","$ 36.857,23","$ 2.336,51","$ 0,00"]
[17932,"DAMPER MANUAL MODELO L-D-25 12\"X6\"","UN",157892.26999999999,"$ 14.754,00","$ 8.297,93","$ 130.540,02","$ 4.300,32","$ 0,00"]
[19220,"DamperControl Aire Mec.Manual (DCM-03)10\"x6\". Cefe Cometas (Sum+Instalación)","UN",94308.5,"$ 68.853,73","$ 10.588,07","$ 14.866,70","$ 0,00","$ 0,00"]
[19217,"DamperControlAireMec.Manual(DCM-01)6x6\"(sum+Inst)","UN",189919.99,"$ 146.335,02","$ 1.952,66","$ 38.765,44","$ 2.866,88","$ 0,00"]
[19218,"DamperControlAireMec.Manual(DCM-02)8\"x6\"","UN",124667.97,"$ 104.731,47","$ 7.447,68","$ 12.488,82","$ 0,00","$ 0,00"]
[19222,"DamperControlAireMec.Manual(DCM-05)11\"x4\"","UN",147042.79,"$ 123.247,26","$ 8.928,83","$ 14.866,70","$ 0,00","$ 0,00"]
[19223,"DamperControlAireMec.Manual(DCM-06)16\"x10\"-Cefe Cometas (Suministro e instalación)","UN",155766.49,"$ 130.311,72","$ 10.588,07","$ 14.866,70","$ 0,00","$ 0,00"]
[19213,"DamperControlAireOperación On/Off (DCA-01-0)26x12\"","UN",23154.18,"$ 0,00","$ 8.886,87","$ 14.267,31","$ 0,00","$ 0,00"]
[9003,"DE TRANSF. Cu 3(4X400)+2(4X400) Fontanar**","ML",0,"$ 0,00","$ 0,00","$ 0,00","$ 0,00","$ 0,00"]
[11956,"DE TRANSF. Cu 3(4X400)+2(4X400) Fontanar**","ML",157634.81,"$ 38.173,52","$ 10.208,55","$ 102.085,54","$ 7.167,20","$ 0,00"]
[15774,"Decapado de superficie(limpieza mecanica abrasiva)","M2",0,"$ 0,00","$ 0,00","$ 0,00","$ 0,00","$ 0,00"]
[15871,"DEM+SUM+INST-Tuberia HG d=2\"(Sin Accesorios)","ML",9380.89,"$ 837,22","$ 406,84","$ 8.136,83","$ 0,00","$ 0,00"]
[11972,"Demarc. pint. pictograma paso peat.=1M2 Fontanar *","UN",19497.47,"$ 12.293,12","$ 343,06","$ 6.861,29","$ 0,00","$ 0,00"]
[11970,"Demarc. pint. traf. Flecha FA a=1.2000 Fontanar**","UN",23387.37,"$ 14.742,14","$ 411,68","$ 8.233,55","$ 0,00","$ 0,00"]
[11969,"Demarc. pint. traf. Flecha FC a=1.5037 Fontanar**","UN",29313.02,"$ 18.479,13","$ 515,90","$ 10.317,99","$ 0,00","$ 0,00"]
[11971,"Demarc. pint. traf. Flecha FD a=2.1750 Fontanar**","UN",42392.23,"$ 26.725,04","$ 746,06","$ 14.921,13","$ 0,00","$ 0,00"]
[10713,"Demarcacion cancha pintura trafico  a=0.1 sin micr","ML",7075.65,"$ 867,64","$ 910,37","$ 5.297,64","$ 0,00","$ 0,00"]
[12520,"Demarcacion con ACPM cancha fútbol **","UN",79754.399999999994,"$ 41.184,00","$ 3.506,40","$ 35.064,00","$ 0,00","$ 0,00"]
[12519,"Demarcacion con ACPM cancha mini-fútbol **","UN",60240.84,"$ 27.456,00","$ 2.980,44","$ 29.804,40","$ 0,00","$ 0,00"]
[13075,"DEMARCACIÓN CON MICROESFERA SUMINIST. Y APLICACIÓN","ML",1684.46,"$ 1.147,32","$ 25,58","$ 511,56","$ 0,00","$ 0,00"]
[12517,"Demarcacion con talco cancha fútbol **","UN",99206.399999999994,"$ 60.636,00","$ 3.506,40","$ 35.064,00","$ 0,00","$ 0,00"]
[12518,"Demarcacion con talco cancha mini-fútbol **","UN",63102.84,"$ 30.318,00","$ 2.980,44","$ 29.804,40","$ 0,00","$ 0,00"]
[12523,"Demarcacion con Vinilo tipo 1 cancha fútbol**","UN",594400.4,"$ 555.830,00","$ 3.506,40","$ 35.064,00","$ 0,00","$ 0,00"]
[12522,"Demarcacion con Vinilo tipo 2 cancha fútbol **","UN",181534.84,"$ 148.750,00","$ 2.980,44","$ 29.804,40","$ 0,00","$ 0,00"]
[12521,"Demarcacion con Vinilo tipo 2 cancha mini-fútbol**","UN",107159.84,"$ 74.375,00","$ 2.980,44","$ 29.804,40","$ 0,00","$ 0,00"]
[12813,"Demarcación de pista (microesferas) Ancho=0.1m **","ML",2572.38,"$ 1.226,51","$ 303,65","$ 1.042,22","$ 0,00","$ 0,00"]
[11545,"Demarcacion numeros con sika color **","UN",8174.74,"$ 5.398,53","$ 169,45","$ 1.562,59","$ 0,00","$ 1.044,17"]
[10887,"Demarcacion pintura trafico  a=0.05***","ML",5302.53,"$ 410,52","$ 780,64","$ 4.054,02","$ 57,34","$ 0,00"]
[11697,"Demarcacion pintura trafico  a=0.075m **","ML",7401.01,"$ 531,85","$ 577,63","$ 5.560,45","$ 0,00","$ 731,08"]
[10884,"Demarcacion pintura trafico baloncesto a=0.05 ***","M2",1409.37,"$ 240,00","$ 22,93","$ 1.146,44","$ 0,00","$ 0,00"]
[10254,"Demarcacion pintura trafico baloncesto a=0.1 **","M2",4329.91,"$ 874,52","$ 416,39","$ 2.953,00","$ 86,01","$ 0,00"]
[10727,"Demarcacion pintura trafico futbol sobre prado **","M2",785.47,"$ 106,96","$ 94,47","$ 584,04","$ 0,00","$ 0,00"]
[10941,"Demarcacion pintura trafico golosa  a=0.10***","UN",350620.83,"$ 21.392,07","$ 45.674,39","$ 262.052,77","$ 21.501,60","$ 0,00"]
[11464,"Demarcacion pintura trafico golosa  A=1 m L=3 m***","UN",61722.05,"$ 9.949,00","$ 4.154,80","$ 40.109,48","$ 0,00","$ 7.508,77"]
[13602,"Demarcacion pintura trafico microfutbol  a=0.08 **","M2",1515.68,"$ 240,00","$ 25,01","$ 1.250,67","$ 0,00","$ 0,00"]
[10253,"Demarcacion pintura trafico microfutbol  a=0.1 **","M2",2888.07,"$ 371,34","$ 301,53","$ 2.143,54","$ 71,67","$ 0,00"]
[10256,"Demarcacion pintura trafico multiple a=0.1 **","M2",8610.73,"$ 499,37","$ 1.063,94","$ 6.789,40","$ 258,02","$ 0,00"]
[11462,"Demarcacion pintura trafico Stop  diam=2.60***","UN",170789.31,"$ 21.315,98","$ 12.231,45","$ 116.560,41","$ 0,00","$ 20.681,46"]
[10885,"Demarcacion pintura trafico tenis a=0.05","M2",3480.83,"$ 348,79","$ 294,32","$ 2.837,72","$ 0,00","$ 0,00"]
[13605,"Demarcacion pintura trafico voleybol a=0.05 **","M2",2450.8000000000002,"$ 555,00","$ 37,17","$ 1.858,63","$ 0,00","$ 0,00"]
[10255,"Demarcacion pintura trafico voleybol a=0.1 **","M2",1895.97,"$ 204,50","$ 226,29","$ 1.393,51","$ 71,67","$ 0,00"]
[10207,"Demol cerram e=.15 mixt hmam=1+hmet=2+carge+reti**","ML",94025.19,"$ 52,67","$ 20.954,91","$ 49.667,27","$ 23.350,35","$ 0,00"]
[15963,"Demol pav asfaltico (carg+retiro)","M3",183341.86,"$ 0,00","$ 52.510,93","$ 78.348,73","$ 52.482,21","$ 0,00"]
[13660,"Demol pav asfaltico e=0.05m(sin corte+carg+retiro","M2",11340.96,"$ 0,00","$ 4.512,76","$ 3.979,27","$ 2.848,93","$ 0,00"]
[10208,"Demol pav asfaltico e=0.1 (corte disco+carg+retiro","M2",33650.5,"$ 631,96","$ 9.253,25","$ 18.517,03","$ 5.248,22","$ 0,00"]
[10806,"Demol pav asfaltico e=0.1 (sin corte+carg+retiro","M2",19396.349999999999,"$ 0,00","$ 6.385,32","$ 7.782,81","$ 5.228,22","$ 0,00"]
[12310,"Demol. cargue y ret. estr. met. (cielo raso) **","M2",20183.68,"$ 0,00","$ 723,72","$ 14.474,33","$ 4.985,63","$ 0,00"]
[10684,"Demol. manual anden + bordillo incl. cargue-ret **","M2",29219.88,"$ 940,11","$ 663,34","$ 22.111,20","$ 5.505,23","$ 0,00"]
[14127,"Demol. manual anden conc e=0.20M incl. cargue-ret","M2",55951.45,"$ 3.595,00","$ 3.811,03","$ 35.240,03","$ 13.305,37","$ 0,00"]
[15962,"Demol. manual anden conc iincl. cargue-ret **","M3",285845.69,"$ 7.190,00","$ 4.388,22","$ 219.411,15","$ 54.856,32","$ 0,00"]
[16645,"Demol. manual concreto (cargue+retiro)","M3",285560.8,"$ 7.190,00","$ 4.388,22","$ 219.411,15","$ 54.571,43","$ 0,00"]
[16646,"Demol. manual concreto (cargue+retiro) hora noctur","M3",363888.52,"$ 7.190,00","$ 5.924,06","$ 296.203,03","$ 54.571,43","$ 0,00"]
[15958,"Demol. manual placa  conc (cargue+retir","M3",297452.02,"$ 7.190,00","$ 16.279,44","$ 219.411,15","$ 54.571,43","$ 0,00"]
[15919,"Demol. manual placa piso conc e=0.08 (cargue+retir","M2",22843.91,"$ 575,20","$ 351,06","$ 17.552,89","$ 4.364,76","$ 0,00"]
[11419,"DEMOL. PUNTUAL CIMIENTO PARA ANCLAR VARILLAS","ML",265.25,"$ 0,00","$ 0,00","$ 75,32","$ 189,93","$ 0,00"]
[12114,"Demol. y Reconst.Cenefa en concreto Estab. Escocia","ML",54292.26,"$ 15.943,69","$ 4.421,07","$ 19.330,74","$ 14.596,77","$ 0,00"]
[10905,"Demol.Muro Piedra(Inc.Retroexc+ cargue y retiro)","M3",204653.78,"$ 0,00","$ 116.790,71","$ 31.382,28","$ 56.480,79","$ 0,00"]
[16252,"Demol.Pavim.Asfal.e=0.10m+Minicarg (Vol-15m3)","M2",19440.02,"$ 0,00","$ 12.176,59","$ 3.681,72","$ 3.581,71","$ 0,00"]
[16254,"Demol.Pavim.Asfal.e=0.10m+Minicarg (Vol-6m3)","M2",21296.46,"$ 0,00","$ 12.176,59","$ 3.681,72","$ 5.438,15","$ 0,00"]
[12113,"Demol.y Reconst.Bordillo  Carcamo Estab.Escocia**","ML",95810.09,"$ 36.410,00","$ 5.227,19","$ 31.855,26","$ 22.317,63","$ 0,00"]
[9,"Demolic Muro 0.15-Tolete (Trasi+retir+Andamios)","M2",22106.45,"$ 0,00","$ 1.703,77","$ 12.045,53","$ 8.357,15","$ 0,00"]
[14148,"DEMOLIC. MURO 0.20x 0,25(machon)-Bloque+carg+reti","M2",28602.01,"$ 0,00","$ 1.680,41","$ 15.988,10","$ 10.933,50","$ 0,00"]
[11517,"Demolic.Caja Conc. reflector de piso+carg.y ret **","UN",120765.08,"$ 0,00","$ 9.738,87","$ 94.407,44","$ 16.618,77","$ 0,00"]
[11391,"Demolic.Caja Inspecc.Sencilla+cargue y retir.**","UN",81366.34,"$ 0,00","$ 3.147,55","$ 56.988,49","$ 21.230,30","$ 0,00"]
[11352,"Demolic.Escarificado ConcretoCompresor(carg+ret)","M2",16822.89,"$ 0,00","$ 4.753,98","$ 11.807,50","$ 261,41","$ 0,00"]
[14129,"Demolic.EscarificadoManualConcreto(Tras+carg+Retir","M2",23448.44,"$ 0,00","$ 901,79","$ 22.309,24","$ 237,41","$ 0,00"]
[12257,"Demolic.impermeabilización Existente Cubierta**","M2",7672.13,"$ 0,00","$ 291,86","$ 5.837,10","$ 1.543,17","$ 0,00"]
[14137,"Demolic.Manual PlacaMaciz. Elevada.0.20M Colis- Su","M2",30971.41,"$ 0,00","$ 2.754,12","$ 17.008,62","$ 11.208,67","$ 0,00"]
[13921,"DEMOLIC.MURO LADRILLO + RECUPER.+ RETIRO","M2",72890.16,"$ 1.476,08","$ 10.202,19","$ 37.470,79","$ 23.741,10","$ 0,00"]
[13357,"Demolic.PisoBaldosaGranoMarmo33x33yConst.de nuevo","ML",100877.5,"$ 75.227,43","$ 1.322,99","$ 21.359,44","$ 2.967,64","$ 0,00"]
[10986,"Demolicion  base estr baloncesto","JGO",231477.03,"$ 329,15","$ 135.825,66","$ 29.969,45","$ 65.352,77","$ 0,00"]
[12891,"Demolicion  columnas en Ladrillo (0.30 x 0.30m) **","ML",23279.64,"$ 0,00","$ 1.615,82","$ 16.158,19","$ 5.505,63","$ 0,00"]
[14145,"Demolicion  columnas en Ladrillo (0.43 x 0.18m) **","ML",18469.810000000001,"$ 0,00","$ 680,34","$ 13.606,89","$ 4.182,58","$ 0,00"]
[14893,"Demolicion  Manual Vigas y Columnas +retito Colise","M3",247460.89,"$ 5.033,00","$ 16.934,52","$ 146.695,95","$ 78.797,42","$ 0,00"]
[11500,"Demolicion  muros 0.30m **","M2",33477.19,"$ 0,00","$ 907,29","$ 17.138,18","$ 15.431,72","$ 0,00"]
[13941,"Demolición  Viga en Ciclópeo H=0.50m A=0.30m","ML",27312.58,"$ 0,00","$ 10.254,87","$ 9.187,54","$ 7.870,17","$ 0,00"]
[16453,"Demolición Acabado de Piso","M2",7388.17,"$ 548,58","$ 244,78","$ 4.895,64","$ 1.699,17","$ 0,00"]
[11569,"Demolicion alistado de piso **","M2",13112.46,"$ 0,00","$ 249,30","$ 11.272,51","$ 1.590,65","$ 0,00"]
[10149,"Demolicion anden concr e=0.10 incl. cargue y ret *","M2",19812.96,"$ 13,17","$ 5.374,19","$ 8.682,57","$ 5.743,04","$ 0,00"]
[14009,"Demolicion anden concr e=0.15 incl. cargue y ret *","M2",31293.360000000001,"$ 13,17","$ 7.524,14","$ 14.805,67","$ 8.950,39","$ 0,00"]
[11130,"Demolicion anden concr e=0.2 incl. cargue y ret *","M2",37363.72,"$ 40,81","$ 10.764,87","$ 16.871,66","$ 9.686,37","$ 0,00"]
[11610,"DEMOLICION BALDOSA DE PISO h=2 cms","M2",10269.08,"$ 0,00","$ 209,21","$ 6.973,53","$ 3.086,34","$ 0,00"]
[56,"DEMOLICION BALDOSA DE PISO h=2cm(Trasiego+ret)","M2",9289.7900000000009,"$ 0,00","$ 385,49","$ 7.256,61","$ 1.647,69","$ 0,00"]
[11532,"DEMOLICION BALDOSA DE PISO h=4  cms","M2",18067.080000000002,"$ 359,50","$ 611,46","$ 12.229,19","$ 4.866,93","$ 0,00"]
[15095,"Demolición Bolardo (Inc.Minicarg+Compres+carg+ret.","UN",21922.17,"$ 1.510,64","$ 8.304,49","$ 6.435,08","$ 5.671,97","$ 0,00"]
[10002,"Demolición Bordillo con compresor + cargue y retir","ML",16461.02,"$ 19,75","$ 2.659,36","$ 9.329,92","$ 4.451,99","$ 0,00"]
[16452,"Demolición Bordillo Granito Piscina + Retiro","ML",6060.27,"$ 526,64","$ 251,06","$ 5.021,16","$ 261,41","$ 0,00"]
[10206,"Demolición Bordillo ladrillo  incl. carge y reti","ML",8825.5,"$ 7,50","$ 430,56","$ 5.955,52","$ 2.431,92","$ 0,00"]
[13937,"DEMOLICION CABEZAS PILOTES MANUAL","M3",480427.98,"$ 0,00","$ 39.447,52","$ 388.512,63","$ 52.467,83","$ 0,00"]
[76,"DEMOLICION CABEZAS PILOTES MECANICO","M3",238601.43,"$ 0,00","$ 88.891,97","$ 92.041,62","$ 57.667,84","$ 0,00"]
[18031,"DEMOLICION CABEZAS PILOTES MECANICO CDRC","M3",239421.4,"$ 920,42","$ 89.812,39","$ 92.041,62","$ 56.646,97","$ 0,00"]
[11478,"Demolición cancha de volley playa **","UN",7596128.4299999997,"$ 1,11","$ 582.229,73","$ 68.308,68","$ 6.945.588,91","$ 0,00"]
[10771,"Demolición cañuela Con Equipo(Inc.cargue y retiro)","ML",13553.21,"$ 0,00","$ 3.073,88","$ 4.202,64","$ 6.276,69","$ 0,00"]
[14198,"Demolición cañuela manual (Inc.cargue y retiro)","ML",15946.74,"$ 0,00","$ 979,08","$ 8.794,97","$ 6.172,69","$ 0,00"]
[13076,"Demolición cañuela manual(Inc.cargue y retiro)","ML",16711.39,"$ 0,00","$ 1.223,59","$ 11.729,08","$ 3.758,72","$ 0,00"]
[10760,"Demolición carcamo  equipo inclu. cargue y retiro","ML",16966.189999999999,"$ 0,00","$ 1.705,09","$ 7.418,77","$ 7.842,33","$ 0,00"]
[10662,"Demolición carcamo equipo  no incly cargue y retir","ML",55297.25,"$ 0,00","$ 6.840,43","$ 42.521,54","$ 5.935,28","$ 0,00"]
[11390,"Demolición carcamo manual  incly. cargue y retiro*","ML",53533.63,"$ 0,00","$ 4.278,84","$ 42.132,46","$ 7.122,33","$ 0,00"]
[12087,"Demolición cerramiento contra impacto h=5.0m **","ML",180078.78,"$ 1.288,65","$ 40.263,32","$ 104.105,53","$ 34.421,28","$ 0,00"]
[13385,"DEMOLICION CIELO RASO FALSO + ANDAMIO+ESTRUCT. MET","M2",60246.16,"$ 0,00","$ 6.508,08","$ 44.241,64","$ 9.496,44","$ 0,00"]
[59,"DEMOLICION CIELO RASO FALSO MODULAR PESADO","M2",22032.42,"$ 0,00","$ 2.589,47","$ 14.457,32","$ 4.985,63","$ 0,00"]
[13222,"DEMOLICION CIELO RASO FALSO MODULAR PESADO","M2",24131.26,"$ 0,00","$ 2.780,27","$ 16.365,36","$ 4.985,63","$ 0,00"]
[16456,"DEMOLICION CIELO RASO MODULAR LIGERA (Cargue y Ret","M2",7139.29,"$ 0,00","$ 987,39","$ 3.537,79","$ 2.614,11","$ 0,00"]
[77,"DEMOLICION CIMIENTO CONCRETO Refz","M3",228242.81,"$ 0,00","$ 90.358,07","$ 81.641,36","$ 56.243,38","$ 0,00"]
[11395,"DEMOLICION CIMIENTO ENTERRADOS","M3",207447.58,"$ 0,00","$ 80.236,68","$ 76.761,06","$ 50.449,84","$ 0,00"]
[16,"DEMOLICION COLUMNAS + CARGUE Y RETIRO","M3",283309.49,"$ 0,00","$ 121.867,93","$ 108.855,14","$ 52.586,42","$ 0,00"]
[12366,"Demolicion concreto ciclopeo **","M3",182083.86,"$ 0,00","$ 68.365,77","$ 61.250,26","$ 52.467,83","$ 0,00"]
[10850,"Demolicion concreto ciclopeo + cargue y retiro","M3",177366.62,"$ 52,66","$ 57.192,14","$ 63.474,84","$ 56.646,97","$ 0,00"]
[15959,"Demolicion concreto ciclopeo sin retiro","M3",125903.09,"$ 105,33","$ 57.527,80","$ 68.269,95","$ 0,00","$ 0,00"]
[11108,"Demolicion construccion existente estructura 1 pis","M2",131128.95999999999,"$ 5,27","$ 40.197,71","$ 56.799,39","$ 34.126,58","$ 0,00"]
[8,"DEMOLICION CUBIERTAS A.C. con andamio","M2",39218.36,"$ 0,00","$ 22.259,24","$ 9.836,79","$ 7.122,33","$ 0,00"]
[11389,"Demolición Cuneta  Manual incly cargue y retiro **","ML",29608.799999999999,"$ 0,00","$ 2.322,85","$ 22.572,55","$ 4.713,40","$ 0,00"]
[10940,"Demolición de  Gueradescoba+cargue y retiro","ML",3446.69,"$ 0,00","$ 288,68","$ 2.845,12","$ 312,89","$ 0,00"]
[11461,"DEMOLICION DE  PISO EN GRAVILLA( inc. cargue y tra","M3",42515.75,"$ 0,00","$ 0,00","$ 6.904,10","$ 35.611,65","$ 0,00"]
[13391,"Demolición de Dintel en conc. reforzado+ trasiego*","ML",19398.009999999998,"$ 26,33","$ 866,38","$ 16.368,60","$ 2.136,70","$ 0,00"]
[16229,"Demolición de Estructura con Equipo+ retiro","M3",285673.03000000003,"$ 0,00","$ 117.686,60","$ 110.556,00","$ 57.430,43","$ 0,00"]
[16890,"DEMOLICION DE PISOS EN CONCRETO + ACABADO CUALQUIE","M2",16668.27,"$ 73,14","$ 4.533,21","$ 7.313,70","$ 4.748,22","$ 0,00"]
[11501,"Demolición dintel ladrillo  incly carge y retiro**","M3",130077.68,"$ 0,00","$ 2.334,20","$ 76.462,69","$ 51.280,78","$ 0,00"]
[14140,"Demolicion enchape de Baldosa de Cemento 4-5cm *","M2",12254.4,"$ 0,00","$ 467,74","$ 9.354,74","$ 2.431,92","$ 0,00"]
[14457,"Demolicion Enchape de muro Baldosa Ceramica 20x20","M2",11496.85,"$ 0,00","$ 450,73","$ 9.014,57","$ 2.031,55","$ 0,00"]
[100,"Demolicion Enchape de Muro Baldosa(Carg+retiro)","M2",11028.82,"$ 0,00","$ 425,22","$ 8.504,31","$ 2.099,29","$ 0,00"]
[15120,"DEMOLICION ENCHAPE DE MUROBaldosa(Trasie+Carg+ret)","M2",10791.76,"$ 0,00","$ 442,32","$ 8.250,14","$ 2.099,29","$ 0,00"]
[14139,"Demolicion enchape de piso e=2cm*","M2",8375.5300000000007,"$ 0,00","$ 199,00","$ 6.633,36","$ 1.543,17","$ 0,00"]
[14181,"Demolicion enchape de piso e=4cm","M2",12171.57,"$ 0,00","$ 476,24","$ 9.524,82","$ 2.170,51","$ 0,00"]
[370,"DEMOLICION ENCHAPE DE TECHO","M2",14349.97,"$ 0,00","$ 866,53","$ 11.109,33","$ 2.374,11","$ 0,00"]
[10042,"Demolicion enchape ladrillo **","ML",1374.46,"$ 0,00","$ 39,83","$ 653,36","$ 681,27","$ 0,00"]
[15161,"Demolicion enchape ladrillo **","M2",8758.89,"$ 0,00","$ 326,69","$ 5.818,10","$ 2.614,11","$ 0,00"]
[11558,"Demolicion enchape y alistado de piso e=4cm*","M2",16029.91,"$ 0,00","$ 645,80","$ 11.985,77","$ 3.398,34","$ 0,00"]
[843,"DEMOLICION ESCALERA CONCRETO","M2",74982.789999999994,"$ 0,00","$ 26.720,90","$ 34.017,23","$ 14.244,66","$ 0,00"]
[14185,"Demolicion Escalera Mampost Ap=1.20m;H=0.65m+Retir","M2",30071.79,"$ 0,00","$ 963,56","$ 10.017,23","$ 19.091,00","$ 0,00"]
[10220,"Demolición escarificado  mortero (carg+retir)**","M2",4209.5600000000004,"$ 0,00","$ 117,31","$ 3.805,10","$ 287,15","$ 0,00"]
[15172,"Demolición escarificado  muro mamp (carg+retir)**","M2",3769.7,"$ 0,00","$ 96,30","$ 3.170,44","$ 502,96","$ 0,00"]
[11022,"Demolición escarificado concreto (carg+retir)**","ML",1767.95,"$ 0,00","$ 35,15","$ 545,74","$ 1.187,06","$ 0,00"]
[15181,"DEMOLICIÓN GRADAS EN MAMPOST. (0.34M3/M2)","M2",34431.360000000001,"$ 0,00","$ 1.248,76","$ 14.091,60","$ 19.091,00","$ 0,00"]
[11599,"Demolicion gradería muro, placa relleno **","M3",100783.03999999999,"$ 10,54","$ 7.308,57","$ 39.894,72","$ 53.569,22","$ 0,00"]
[10903,"Demolicion lavamanos corrido***","ML",31607.24,"$ 0,00","$ 0,00","$ 28.046,07","$ 3.561,17","$ 0,00"]
[12802,"Demolición Manual de  Bordillo incly cargue y reti","ML",11019.98,"$ 0,00","$ 370,31","$ 6.213,69","$ 4.435,99","$ 0,00"]
[14910,"Demolicion Manual Gradas en Concreto +cargue y ret","M2",28053.31,"$ 2.174,43","$ 468,15","$ 14.805,67","$ 10.605,07","$ 0,00"]
[13024,"Demolicion Manual gradería Ladrillo y Placa Conc.","ML",59496.01,"$ 0,00","$ 4.286,42","$ 42.864,22","$ 12.345,37","$ 0,00"]
[10000,"Demolición Manual sardinel(inc.cargue+ retiro)**","ML",12369.43,"$ 0,00","$ 885,29","$ 8.077,80","$ 3.406,34","$ 0,00"]
[11535,"Demolicion Maq. muro cerram. 0.75m(Sin malla) **","ML",21937.35,"$ 0,00","$ 11.565,91","$ 875,00","$ 9.496,44","$ 0,00"]
[14144,"Demolicion meson en concreto + Enchape  hp=0.06m","M2",19340.78,"$ 0,00","$ 765,39","$ 15.307,75","$ 3.267,64","$ 0,00"]
[11032,"Demolicion meson en concreto corrido e=0.10m a=0.6","ML",20133.54,"$ 0,00","$ 1.398,39","$ 13.506,93","$ 5.228,22","$ 0,00"]
[14128,"Demolicion meson en concreto h=0.10m**","M2",21280.87,"$ 0,00","$ 380,65","$ 15.157,18","$ 5.743,04","$ 0,00"]
[11171,"Demolicion muro Kystone **","M2",55034.74,"$ 21,57","$ 666,30","$ 18.735,22","$ 35.611,65","$ 0,00"]
[12729,"Demolicion Muro ladrillo y Conc. Ciclopeo(Manual)*","M3",246903.94,"$ 0,00","$ 17.946,97","$ 173.507,12","$ 55.449,85","$ 0,00"]
[16455,"Demolición Muro mamposteria (e = >0.16m)","M2",33321.42,"$ 0,00","$ 3.582,43","$ 16.668,44","$ 13.070,55","$ 0,00"]
[14046,"DEMOLICION MUROS 0.15 - BLOQUE","M2",19310.25,"$ 0,00","$ 482,02","$ 9.640,42","$ 9.187,81","$ 0,00"]
[12495,"DEMOLICION MUROS 0.15 + Trasiego","M2",27085.4,"$ 79,00","$ 985,50","$ 16.833,09","$ 9.187,81","$ 0,00"]
[10,"DEMOLICION MUROS 0.25 - Bloque +Cargue y Retiro","M2",29026.52,"$ 0,00","$ 788,44","$ 15.768,71","$ 12.469,37","$ 0,00"]
[14047,"DEMOLICION MUROS 0.25 - TOLETE","M2",32133.78,"$ 0,00","$ 1.944,23","$ 16.485,47","$ 13.704,08","$ 0,00"]
[15136,"DEMOLICION MUROS 0.25 - TOLETE(Trasieg+Retiro)","M2",36200.300000000003,"$ 0,00","$ 2.313,92","$ 20.182,30","$ 13.704,08","$ 0,00"]
[845,"DEMOLICION MUROS DE CONCRETO(Cargue+ retiro).","M3",255344.88,"$ 0,00","$ 83.469,67","$ 116.425,36","$ 55.449,85","$ 0,00"]
[15121,"DEMOLICION MUROS DE CONCRETO(Trasieg+Carg+ retiro)","M3",271742.12,"$ 0,00","$ 84.960,33","$ 131.331,95","$ 55.449,85","$ 0,00"]
[12843,"DEMOLICION MUROS MAMPOSTERIA 0.15m**","M2",19518.87,"$ 7,90","$ 250,97","$ 11.829,05","$ 7.430,96","$ 0,00"]
[13480,"DEMOLICION PAÑETE BAJO GRADERÍA h>= A 5MTS","M2",213913.59,"$ 176.591,00","$ 7.125,10","$ 27.942,09","$ 2.255,40","$ 0,00"]
[12645,"DEMOLICION PAÑETE CIELO RASO PLACA 10CM","M2",23866.09,"$ 0,00","$ 3.671,91","$ 16.158,19","$ 4.035,99","$ 0,00"]
[13091,"DEMOLICION PAÑETE CIELO RASO PLACA 10CM A=0.30m","ML",11354.14,"$ 0,00","$ 998,02","$ 8.504,31","$ 1.851,81","$ 0,00"]
[13173,"DEMOLICION PAÑETE DE COLUMNA+ANDAMIO","M2",26049.55,"$ 0,00","$ 7.213,99","$ 13.849,93","$ 4.985,63","$ 0,00"]
[13174,"DEMOLICION PAÑETE DE COLUMNA+ANDAMIO+PLASTICO**","M2",42595.23,"$ 6.006,10","$ 10.660,55","$ 19.043,66","$ 6.884,92","$ 0,00"]
[13172,"DEMOLICION PAÑETE DE MURO","M2",10795.6,"$ 0,00","$ 444,39","$ 8.339,15","$ 2.012,06","$ 0,00"]
[14146,"DEMOLICION PAÑETE DE MURO e=0.03m","M2",10976.69,"$ 0,00","$ 850,43","$ 8.504,31","$ 1.621,95","$ 0,00"]
[851,"DEMOLICION PAVIMENTO ASFALTICO","M3",148088.91,"$ 0,00","$ 57.962,34","$ 37.658,74","$ 52.467,83","$ 0,00"]
[12322,"DEMOLICION PAVIMENTO ASFALTICO","M3",148088.91,"$ 0,00","$ 57.962,34","$ 37.658,74","$ 52.467,83","$ 0,00"]
[11875,"DEMOLICION PIEDRA-PARQUE ENSUEÑO0.60X1X2**","UN",183400.66,"$ 0,00","$ 107.845,00","$ 25.105,82","$ 50.449,84","$ 0,00"]
[11560,"Demolicion piso en granito pulido","M2",15600.92,"$ 0,00","$ 255,02","$ 12.378,26","$ 2.967,64","$ 0,00"]
[14921,"DEMOLICION PISO GRAVILLA LAVADA + RETIRO","M2",16256.95,"$ 0,00","$ 620,27","$ 11.958,22","$ 3.678,46","$ 0,00"]
[13663,"DEMOLICION PLACA DE CONTRAPISO H=0.08M","M2",16814.55,"$ 73,14","$ 4.679,49","$ 7.313,70","$ 4.748,22","$ 0,00"]
[11712,"DEMOLICION PLACA DE CONTRAPISO H=0.10M+Retiro","M2",20926.3,"$ 0,00","$ 6.144,95","$ 9.014,57","$ 5.766,78","$ 0,00"]
[15122,"DEMOLICION PLACA DE CONTRAPISO H=0.10M+Trasi+Retir","M2",21302.66,"$ 0,00","$ 5.750,84","$ 9.994,97","$ 5.556,85","$ 0,00"]
[13664,"DEMOLICION PLACA DE CONTRAPISO H=0.12M","M2",25660.44,"$ 0,00","$ 8.024,65","$ 11.225,69","$ 6.410,10","$ 0,00"]
[13951,"DEMOLICION PLACA DE CONTRAPISO H=0.15M","M2",31668.07,"$ 0,00","$ 8.564,74","$ 13.606,89","$ 9.496,44","$ 0,00"]
[13963,"DEMOLICION PLACA DE CONTRAPISO H=0.20M","M2",40279.46,"$ 0,00","$ 11.361,31","$ 18.709,48","$ 10.208,67","$ 0,00"]
[13964,"DEMOLICION PLACA DE CONTRAPISO H=0.25M","M2",49696.160000000003,"$ 0,00","$ 14.254,51","$ 22.621,46","$ 12.820,19","$ 0,00"]
[13965,"DEMOLICION PLACA DE CONTRAPISO H=0.30M","M2",59415.33,"$ 0,00","$ 16.939,91","$ 27.043,70","$ 15.431,72","$ 0,00"]
[15163,"Demolicion placa de contrapiso incl.cargue+retiro","M3",207815.9,"$ 131,66","$ 54.012,93","$ 98.221,46","$ 55.449,85","$ 0,00"]
[11,"DEMOLICION PLACAS Alig. 0.25","M2",32374.79,"$ 0,00","$ 11.507,37","$ 14.457,32","$ 6.410,10","$ 0,00"]
[12,"DEMOLICION PLACAS Alig. 0.45","M2",41624.92,"$ 0,00","$ 12.667,78","$ 20.410,34","$ 8.546,80","$ 0,00"]
[13,"DEMOLICION PLACAS MACIZAS 0.15","M2",44981.68,"$ 0,00","$ 20.177,49","$ 15.307,75","$ 9.496,44","$ 0,00"]
[14907,"DEMOLICION PLACAS MACIZAS 0.15  h= 3,00 +retiro","M2",49844.02,"$ 0,00","$ 23.239,31","$ 16.328,27","$ 10.276,44","$ 0,00"]
[14,"DEMOLICION PLACAS MACIZAS 0.30","M2",80031.960000000006,"$ 0,00","$ 44.612,42","$ 32.316,37","$ 3.103,17","$ 0,00"]
[15,"DEMOLICION PLACAS PISO h=20","M2",42888.21,"$ 0,00","$ 11.634,93","$ 17.008,62","$ 14.244,66","$ 0,00"]
[12365,"DEMOLICION PLACAS PISO h=20","M2",44075.27,"$ 0,00","$ 11.634,93","$ 17.008,62","$ 15.431,72","$ 0,00"]
[13405,"DEMOLICION PLACAS PISO h=20 + trasiego","M2",55772.08,"$ 105,33","$ 13.636,18","$ 26.598,84","$ 15.431,72","$ 0,00"]
[13880,"DEMOLICION PLACAS PISO h=30 + trasiego","M2",66745.240000000005,"$ 105,33","$ 14.917,99","$ 35.103,14","$ 16.618,77","$ 0,00"]
[12171,"Demolicion Pozo en mamposteria h=2.20 m **","UN",538968.52,"$ 658,30","$ 26.225,97","$ 417.119,85","$ 94.964,40","$ 0,00"]
[11427,"Demolición quirurjica concreto (carg+retir) nudos","CM3",3.36,"$ 0,00","$ 0,95","$ 2,36","$ 0,05","$ 0,00"]
[12838,"Demolición Sardinel (Inc.Minicargador+carg.+retir)","ML",26496.22,"$ 0,00","$ 15.311,33","$ 8.787,04","$ 2.397,85","$ 0,00"]
[10209,"Demolicion sendero en adoquin incluye cargue+retir","M2",11394.64,"$ 13,17","$ 187,51","$ 5.450,93","$ 5.743,04","$ 0,00"]
[11476,"Demolicion sendero en piedra incly carge+reti **","M2",14585.43,"$ 26,33","$ 465,48","$ 8.350,58","$ 5.743,04","$ 0,00"]
[13939,"Demolición Sumidero en Concreto y Ladriillo+retiro","UN",141214.97,"$ 0,00","$ 8.146,69","$ 73.715,53","$ 59.352,75","$ 0,00"]
[10151,"Demolicion viga aérea concr reforz + cargue y reti","M3",348952.94,"$ 59,25","$ 146.880,71","$ 146.566,01","$ 55.446,97","$ 0,00"]
[11166,"Demolicion viga aerea concr reforz incly carg+ ret","M3",346581.3,"$ 21.433,43","$ 104.091,07","$ 150.379,25","$ 70.677,54","$ 0,00"]
[14428,"Demolición Viga Ciment. Conc. Reforzado 0.045m3/m","ML",12207.44,"$ 7,50","$ 481,55","$ 9.357,69","$ 2.360,70","$ 0,00"]
[15720,"Demolicion viga-contrapiso concr reforz con retiro","M3",245899.19,"$ 0,00","$ 78.862,40","$ 110.556,00","$ 56.480,79","$ 0,00"]
[15101,"Demolicion viga-contrapiso concr reforz sin retiro","M3",216206.98,"$ 0,00","$ 80.138,05","$ 136.068,93","$ 0,00","$ 0,00"]
[12736,"Demolición y Reconst. carcamo 40x40cm Mampost.","ML",343427.65,"$ 157.855,92","$ 10.455,43","$ 149.363,32","$ 25.752,98","$ 0,00"]
[12281,"Demolición y retiro div. baño (60%muro, 40%lám.)**","M2",17724.810000000001,"$ 5,27","$ 1.206,28","$ 9.407,69","$ 7.105,58","$ 0,00"]
[12780,"Demolición y Retiro Mortero Graderias Estadio***","M2",18652.78,"$ 0,00","$ 1.524,31","$ 14.516,95","$ 2.611,52","$ 0,00"]
[10746,"Demolición+reconstrucc asfalto cancha **","M2",169405.67,"$ 63.368,58","$ 14.250,29","$ 45.580,53","$ 46.206,23","$ 0,00"]
[10626,"Demolición+reconstrucc pavimento cruce vias **","M2",177211.03,"$ 48.509,94","$ 39.206,27","$ 39.013,25","$ 37.637,77","$ 12.843,76"]
[14133,"Demolición+Ret.Hilada ladrilloCubierta-Coliseo Sur","ML",21524.38,"$ 0,00","$ 1.551,12","$ 15.307,75","$ 4.665,51","$ 0,00"]
[16454,"DemolicionMesonConcreto.Reforz.+Soport(Inc.Retiro)","ML",25651.16,"$ 548,58","$ 1.569,11","$ 15.691,14","$ 7.842,33","$ 0,00"]
[13576,"DemoliciónVigaCoronaConc.Reforzado(20x20)+trasiego","ML",19398.009999999998,"$ 26,33","$ 866,38","$ 16.368,60","$ 2.136,70","$ 0,00"]
[14147,"DemoliciónVigaDintelConc.Reforzado(22x23)+Andamios","ML",17503.150000000001,"$ 0,00","$ 1.032,74","$ 13.606,89","$ 2.863,52","$ 0,00"]
[11216,"Densificacion terreno con inclado  vara de clavo**","UN",13213.14,"$ 5.926,65","$ 142,87","$ 7.143,62","$ 0,00","$ 0,00"]
[16557,"DEPOSITO DE INCRUSTAR POLIPROPILENO (SUM+INST)","UN",401408.71,"$ 24.540,44","$ 0,00","$ 376.654,60","$ 213,67","$ 0,00"]
[18791,"DERECHOS DE CONEXIÓN EAAB","UN",0,"$ 0,00","$ 0,00","$ 0,00","$ 0,00","$ 0,00"]
[18817,"Derechos de conexión GAS NATURAL","UN",0,"$ 0,00","$ 0,00","$ 0,00","$ 0,00","$ 0,00"]
[14914,"DERIVACIÓN DE LUMINARIA+CABLE+TOMA+CLAVIJA","UN",62964.17,"$ 14.657,23","$ 1.407,00","$ 46.899,94","$ 0,00","$ 0,00"]
[16200,"DERIVACIÓN LUMINARIA Cable encauch 3x16 Toma+ tapa","UN",39581.769999999997,"$ 14.047,36","$ 1.215,92","$ 24.318,49","$ 0,00","$ 0,00"]
[13053,"Derivación Luminaria Cable Encauchetado **","UN",38006.39,"$ 13.459,00","$ 4.202,18","$ 19.628,49","$ 716,72","$ 0,00"]
[18549,"DERIVACION RED AEREA A SUBTERRANEA 11.4KV","UN",232233.75,"$ 0,00","$ 15.878,24","$ 211.709,81","$ 4.645,70","$ 0,00"]
[18384,"DERIVADOR DE REFRIGERANTE VARIABLE TIPO T-JOINT CA","UN",59072.59,"$ 960,00","$ 4.365,67","$ 52.313,48","$ 1.433,44","$ 0,00"]
[18070,"DERIVADOR DE REFRIGERANTE VARIABLE TIPO Y-JOINT CA","UN",59072.59,"$ 960,00","$ 4.365,67","$ 52.313,48","$ 1.433,44","$ 0,00"]
[18393,"DERIVADOR DE REFRIGERANTE VARIABLE TIPO Y-JOINT CA","UN",59072.59,"$ 960,00","$ 4.365,67","$ 52.313,48","$ 1.433,44","$ 0,00"]
[18394,"DERIVADOR DE REFRIGERANTE VARIABLE TIPO Y-JOINT CA","UN",59072.59,"$ 960,00","$ 4.365,67","$ 52.313,48","$ 1.433,44","$ 0,00"]
[16619,"Desague PVC d=2\", Inc. accesorios.","ML",23524.95,"$ 13.263,05","$ 285,06","$ 9.502,02","$ 474,82","$ 0,00"]
[13242,"DESAGUE PVC Ø 3\"+ SIFON Ø3\"","UN",103203.19,"$ 63.590,12","$ 0,00","$ 39.613,07","$ 0,00","$ 0,00"]
[700,"DESARENADOR","UN",704285.17,"$ 316.499,20","$ 7.097,73","$ 354.886,32","$ 25.801,92","$ 0,00"]
[13536,"Descabece de pilotines d=30 cm **h= 0.50 ml","ML",29885.75,"$ 0,00","$ 12.663,53","$ 13.305,05","$ 3.917,17","$ 0,00"]
[18135,"DESCANSO-PREFABRICADOS EN CONC BANDEJA EN LAMINA","M2",90315.34,"$ 45.593,48","$ 3.591,15","$ 39.798,83","$ 1.331,88","$ 0,00"]
[11373,"Descapote  Manual y Retiro (e=10-15Cm).","M2",13486.76,"$ 13,17","$ 316,15","$ 5.843,36","$ 7.314,09","$ 0,00"]
[10730,"Descapote manual sin retiro- Apile**","M2",5009.54,"$ 7,90","$ 14,39","$ 4.987,26","$ 0,00","$ 0,00"]
[17,"DESCAPOTE MANUAL Y RETIRO","M2",14907.84,"$ 0,00","$ 1.282,62","$ 1.161,14","$ 12.464,08","$ 0,00"]
[10792,"Descapote mecan sin retiro+cuidad para reemprad**","M2",8330.64,"$ 1.724,90","$ 14,39","$ 5.506,63","$ 0,00","$ 1.084,73"]
[13945,"Descapote mecanico y Apile m2 **","M2",11230,"$ 0,00","$ 520,00","$ 0,00","$ 10.710,00","$ 0,00"]
[15264,"Descapote mecanico y retiro m2 (e=0.10M) **","M2",6803.53,"$ 0,00","$ 857,30","$ 0,00","$ 5.946,23","$ 0,00"]
[11131,"Descapote mecanico y retiro m2 (e=0.20M) **","M2",13369.65,"$ 0,00","$ 1.714,60","$ 0,00","$ 11.655,05","$ 0,00"]
[11319,"Descapote mecanico y retiro,Incl. MdeO.e=0.20**","M2",13633.26,"$ 0,00","$ 1.714,60","$ 263,61","$ 11.655,05","$ 0,00"]
[12485,"Descapote resiembra tapete cesped (SinTierr-arena)","M2",5321.72,"$ 0,00","$ 241,02","$ 3.012,70","$ 0,00","$ 2.068,00"]
[12162,"Descapote, resiembra tapetes de cesped **","M2",20494.07,"$ 7.881,62","$ 502,12","$ 10.042,33","$ 0,00","$ 2.068,00"]
[10568,"DESCOMPACTACIÓN Y ARADO DE BASE PARA EMPRADIZACIÓN CON MOTOAZADA","M2",73.709999999999994,"$ 7,50","$ 16,00","$ 50,21","$ 0,00","$ 0,00"]
[10590,"Desconexión y desmonte de parrilla de iluminación existente en torres del ESTADIO EL CAMPIN","UN",15253417.300000001,"$ 399.042,89","$ 13.661.302,59","$ 1.193.071,82","$ 0,00","$ 0,00"]
[11287,"Desenraices (Arbol H= > a 20m)+Rellen**","UN",1143800.8400000001,"$ 273.728,13","$ 43.435,42","$ 427.161,51","$ 399.475,78","$ 0,00"]
[11282,"Desenraices (Arbol H= 0 a 2m)+Rellen**","UN",81218.679999999993,"$ 23.807,63","$ 894,34","$ 28.772,20","$ 27.744,51","$ 0,00"]
[11285,"Desenraices (Arbol H= 10,1 a 15m)+Rellen**","UN",650397.34,"$ 198.451,74","$ 22.057,88","$ 216.982,48","$ 212.905,23","$ 0,00"]
[11283,"Desenraices (Arbol H= 2,1 a 5m)+Rellen**","UN",159456.82,"$ 46.822,23","$ 2.939,56","$ 57.544,39","$ 52.150,64","$ 0,00"]
[11284,"Desenraices (Arbol H= 5,1 a 10m)+Rellen**","UN",377040.95,"$ 111.127,71","$ 10.483,84","$ 128.650,53","$ 126.778,86","$ 0,00"]
[11286,"Desenraices (Arbol H=15,1 a 20m)+Rellen**","UN",848890.59,"$ 257.987,27","$ 28.658,23","$ 281.907,13","$ 280.337,96","$ 0,00"]
[15617,"DESENRAIZADO DE ARBOLES 25<d<50cm","UN",0,"$ 0,00","$ 0,00","$ 0,00","$ 0,00","$ 0,00"]
[15616,"DESENRAIZADO DE ARBOLES d<25cm","UN",0,"$ 0,00","$ 0,00","$ 0,00","$ 0,00","$ 0,00"]
[15618,"DESENRAIZADO DE ARBOLES d>50cm","UN",0,"$ 0,00","$ 0,00","$ 0,00","$ 0,00","$ 0,00"]
[12511,"DESHIERBE/BORDEO GUADAÑA PISTA L. ATLETISMO UDS **","UN",7609.2,"$ 0,00","$ 1.765,20","$ 5.844,00","$ 0,00","$ 0,00"]
[17881,"DESINFECCION DEL SISTEMA DE AGUA POTABLE POR PISO","UN",904229.6,"$ 58.927,09","$ 16.574,56","$ 828.727,95","$ 0,00","$ 0,00"]
[18637,"Desinfección según especificaciones","??",0,"$ 0,00","$ 0,00","$ 0,00","$ 0,00","$ 0,00"]
[14209,"Deslizadero Corto 2.4m Fibr Vidrio(Suministro)STP","UN",316642.01,"$ 316.642,01","$ 0,00","$ 0,00","$ 0,00","$ 0,00"]
[14718,"DESLIZADERO EN F. DE V. 2,40 MTS   (SUM + INST)","UN",368989.09,"$ 332.411,85","$ 1.689,88","$ 33.797,64","$ 1.089,72","$ 0,00"]
[14876,"DESLIZADERO EN F. DE V. 2,40 MTS (DESM+SUM+INST)","UN",383909.3,"$ 332.411,85","$ 5.550,18","$ 39.410,48","$ 6.536,79","$ 0,00"]
[14717,"DESLIZADERO EN F. DE V. 4 MTS  (SUM + INST)","UN",754331.16,"$ 687.610,24","$ 2.391,74","$ 47.834,87","$ 16.494,32","$ 0,00"]
[14875,"DESLIZADERO EN F. DE V. 4 MTS (DESM+SUM+INST)","UN",772945.43,"$ 687.610,24","$ 6.209,52","$ 52.597,28","$ 26.528,40","$ 0,00"]
[14731,"Deslizadero en fibra de vidrio L=3.0m (SUM + INST)","UN",459569.08,"$ 422.991,84","$ 1.689,88","$ 33.797,64","$ 1.089,72","$ 0,00"]
[14779,"Deslizadero en fibra de vidrio L=5m (SUM + INST)","UN",1372566.5,"$ 1.298.680,03","$ 10.323,87","$ 51.822,69","$ 11.739,91","$ 0,00"]
[14887,"Deslizadero fibra de vidrio L=3.0m(DESM+SUM+INST)","UN",478183.35,"$ 422.991,84","$ 5.507,66","$ 38.560,05","$ 11.123,80","$ 0,00"]
[14210,"Deslizadero Largo 4.0m Fibr Vidrio(Suministro)STP","UN",677097.01,"$ 677.097,01","$ 0,00","$ 0,00","$ 0,00","$ 0,00"]
[14189,"Desm división met.baño incluye SIN transp. y retir","M2",5597.09,"$ 13,17","$ 133,00","$ 5.450,93","$ 0,00","$ 0,00"]
[10904,"Desm división met.baño incluye transp. y retir***","M2",11152.36,"$ 13,17","$ 460,05","$ 5.450,93","$ 5.228,22","$ 0,00"]
[13287,"Desm y Reinst.Loseta IDU A50  5<p<10% 4.2-1 blando","M2",157324.35,"$ 28.761,79","$ 42.896,51","$ 63.654,86","$ 22.011,19","$ 0,00"]
[16078,"Desm y ret. de guardaescoba/cenefas","ML",11026.34,"$ 0,00","$ 407,49","$ 8.149,78","$ 2.469,07","$ 0,00"]
[11448,"DESM, ADECUAC Y REINST MARCO Y PUERTA  METAL","M2",144711.6,"$ 25.786,45","$ 15.124,51","$ 61.914,25","$ 0,00","$ 41.886,39"]
[11477,"Desm. y reinst. Baranda juegos inf. M-80 con viga","ML",262160.08,"$ 87.983,24","$ 21.514,45","$ 140.822,50","$ 11.839,90","$ 0,00"]
[12134,"Desm. y reinst. Baranda juegos inf. M-80 sin viga","ML",131562.89000000001,"$ 969,65","$ 15.241,35","$ 110.916,13","$ 4.435,76","$ 0,00"]
[12112,"Desm. y reinstal.adoq.arcilla Estab.Escocia**","M2",86485.38,"$ 21.522,31","$ 4.467,28","$ 34.321,02","$ 26.174,78","$ 0,00"]
[11611,"Desm. y ret. Archivad. a <= 2.5 m  y h <= 2.1 m **","UN",440936,"$ 658,30","$ 30.599,96","$ 196.007,84","$ 213.669,90","$ 0,00"]
[12209,"Desm. y ret. Archivo Rodant.3.5x2x2.10m**","UN",381581.93,"$ 171,16","$ 12.806,61","$ 249.898,66","$ 118.705,50","$ 0,00"]
[11422,"Desm. y Ret. Lumin. entrada Palacio de Los Dep.**","UN",24245.68,"$ 0,00","$ 2.845,68","$ 21.400,00","$ 0,00","$ 0,00"]
[15138,"Desm.+Inst. losas prefabric.(1.20x0.70m) e=15-30cm","UN",45815.62,"$ 0,00","$ 2.181,70","$ 43.633,92","$ 0,00","$ 0,00"]
[10398,"Desm.Trasl. e instalac. estruc Microfut+balonc.**","??",1986078.65,"$ 909.250,50","$ 70.245,76","$ 909.516,90","$ 97.065,49","$ 0,00"]
[16597,"Desm+Sum+Inst (Poste Flexión Espalda tipo-1)","UN",130869.31,"$ 18.270,79","$ 6.698,31","$ 93.371,71","$ 12.528,51","$ 0,00"]
[16606,"Desm+Sum+Inst- Buje para Balancin Metalico D=11/2\"","UN",70476.06,"$ 0,00","$ 11.866,12","$ 51.156,05","$ 7.453,89","$ 0,00"]
[15625,"DESM+SUM+INST REGISTRO DE 1\" BRONCE  (MantenimienT","UN",122005.63,"$ 114.464,34","$ 685,57","$ 6.855,72","$ 0,00","$ 0,00"]
[15635,"DESM+SUM+INST REGISTRO DE 11/2\" BRONCE (Mantenimi","UN",193122.09,"$ 184.000,17","$ 829,27","$ 8.292,65","$ 0,00","$ 0,00"]
[15628,"DESM+SUM+INST REGISTRO DE 11/4\" BRONCE (Mantenim)","UN",146771.16,"$ 138.430,04","$ 758,28","$ 7.582,84","$ 0,00","$ 0,00"]
[15636,"DESM+SUM+INST REGISTRO DE 2\"BRONCE(Mantenimiento)","UN",281168.37,"$ 270.846,71","$ 938,33","$ 9.383,33","$ 0,00","$ 0,00"]
[15848,"DESM+SUM+INST REGISTRO DE 4\"BRONCE(Mantenimiento)","UN",1309577.06,"$ 1.292.513,95","$ 1.551,19","$ 15.511,92","$ 0,00","$ 0,00"]
[15621,"DESM+SUM+INST VALVULA  PIE BRONCE 2\" (Mantenimient","UN",248058.53,"$ 239.488,88","$ 779,06","$ 7.790,59","$ 0,00","$ 0,00"]
[15850,"DESM+SUM+INST VALVULA DE PIE 4\"BRONCE(Mantenimient","UN",1055055.07,"$ 1.040.772,33","$ 1.298,43","$ 12.984,31","$ 0,00","$ 0,00"]
[15624,"DESM+SUM+INST VALVULA PIE BRONCE 1\"(Mantenimiento)","UN",82188.13,"$ 77.046,34","$ 467,44","$ 4.674,35","$ 0,00","$ 0,00"]
[15622,"DESM+SUM+INST VALVULA PIE BRONCE 11/2\"(Mantinimien","UN",161399.63,"$ 154.734,36","$ 605,93","$ 6.059,34","$ 0,00","$ 0,00"]
[15623,"DESM+SUM+INST VALVULA PIE BRONCE 11/4\"(Mantenimie","UN",122848.48,"$ 116.944,94","$ 536,69","$ 5.366,85","$ 0,00","$ 0,00"]
[15620,"DESM+SUM+INST VALVULA PIE BRONCE 3\" (Mantenimiento","UN",463904.75,"$ 453.430,74","$ 952,18","$ 9.521,83","$ 0,00","$ 0,00"]
[16603,"Desm+Sum+Instalación (Juego Infantil triki)","UN",95670.35,"$ 25.504,00","$ 2.317,37","$ 46.347,38","$ 21.501,60","$ 0,00"]
[16032,"DESM+SUM+INST-AvisoMultidirecc(Tub+veletas)+Dado","UN",661587.91,"$ 480.431,56","$ 28.894,99","$ 116.425,36","$ 35.836,00","$ 0,00"]
[16039,"DESM+SUM+INST-Lámina (60X90CM)CAL.18-HG+ViniloAdhe","UN",543832.18000000005,"$ 508.274,75","$ 10.991,82","$ 10.231,21","$ 14.334,40","$ 0,00"]
[16598,"Desm+Sum+Inst-Paso EscaleraTubul juego inf.L=1.05m","UN",121782.86,"$ 5.453,54","$ 28.601,26","$ 56.192,38","$ 31.535,68","$ 0,00"]
[15870,"DESM+SUM+INST-Tuberia HG d=1\" (Sin Accesorios)","ML",8657.67,"$ 659,34","$ 380,87","$ 7.617,46","$ 0,00","$ 0,00"]
[15872,"DESM+SUM+INST-Tuberia HG d=3\"(Sin Accesorios)","ML",9860.17,"$ 952,94","$ 424,15","$ 8.483,08","$ 0,00","$ 0,00"]
[15873,"DESM+SUM+INST-Tuberia HG d=4\"(Sin Accesorios)","ML",10886.16,"$ 1.070,02","$ 467,44","$ 9.348,70","$ 0,00","$ 0,00"]
[15643,"DESM+SUM+INST-VALVULA CHEQUE DE 1\"Mantenimiento","UN",128748.33,"$ 121.207,04","$ 685,57","$ 6.855,72","$ 0,00","$ 0,00"]
[15645,"DESM+SUM+INST-VALVULA CHEQUE DE 11/2\"Mantenimiento","UN",10696.28,"$ 1.574,36","$ 829,27","$ 8.292,65","$ 0,00","$ 0,00"]
[15644,"DESM+SUM+INST-VALVULA CHEQUE DE 11/4\"Mantenimien","UN",9874.9599999999991,"$ 1.533,84","$ 758,28","$ 7.582,84","$ 0,00","$ 0,00"]
[15646,"DESM+SUM+INST-VALVULA CHEQUE DE 2\"Mantenimiento","UN",381874.93,"$ 371.553,27","$ 938,33","$ 9.383,33","$ 0,00","$ 0,00"]
[15647,"DESM+SUM+INST-VALVULA CHEQUE DE 3\"Mantenimiento","UN",936120.95,"$ 923.818,75","$ 1.118,38","$ 11.183,82","$ 0,00","$ 0,00"]
[15648,"DESM+SUM+INST-VALVULA CHEQUE DE 4\"Mantenimiento","UN",959764.45,"$ 942.701,34","$ 1.551,19","$ 15.511,92","$ 0,00","$ 0,00"]
[16617,"Desmon + Retir juego Infantil Metalico(rod o pasa)","UN",100602.02,"$ 0,00","$ 12.403,06","$ 59.530,16","$ 28.668,80","$ 0,00"]
[11447,"Desmon, adec. y reinstalac. reja metálica**","M2",119432.57,"$ 21.052,92","$ 14.077,35","$ 84.302,30","$ 0,00","$ 0,00"]
[11416,"Desmon. y reinst. muro, div., panel Dry  Wall **","M2",33760.85,"$ 3.690,92","$ 2.733,63","$ 27.336,30","$ 0,00","$ 0,00"]
[14135,"Desmont +Retiro.Canal LamD=42cm+Andam h=4,5ColisSu","ML",21787.599999999999,"$ 0,00","$ 3.700,66","$ 13.266,72","$ 4.820,22","$ 0,00"]
[11648,"DESMONT.Y REINSTAL.TEJA ESPAÑOLA(40%Nueva)**","M2",82227.37,"$ 23.757,79","$ 2.108,19","$ 37.368,51","$ 18.992,88","$ 0,00"]
[14022,"Desmont+RetiroAlambrePuas(3Hilos)ParteSuper.Cerram","ML",12441.02,"$ 0,00","$ 2.037,42","$ 8.504,31","$ 1.899,29","$ 0,00"]
[16052,"DESMONT+SUM+INSTAL-SEÑAL ENTRADA (6X0.80M) 2 CARAS","UN",1675180.41,"$ 1.262.133,60","$ 85.231,69","$ 232.850,72","$ 94.964,40","$ 0,00"]
[14136,"Desmonte  bajante en lámina A.LL.(7x10cm) h= 4-5mt","ML",21654.28,"$ 0,00","$ 3.186,12","$ 13.691,94","$ 4.776,22","$ 0,00"]
[15761,"Desmonte  bajante en PVC  A.LL. h= 4-5mt","ML",17755.990000000002,"$ 0,00","$ 2.874,68","$ 10.105,09","$ 4.776,22","$ 0,00"]
[11472,"DESMONTE  BOMBA  AGUA","UN",523063.9,"$ 75.800,05","$ 40.660,35","$ 406.603,50","$ 0,00","$ 0,00"]
[16640,"Desmonte  Cerramiento Mampost+Malla Eslabon h=2.5m","M2",23723.51,"$ 719,00","$ 510,26","$ 17.008,62","$ 5.485,63","$ 0,00"]
[12154,"Desmonte  Cubierta. A.C.**","M2",22890.32,"$ 0,00","$ 381,74","$ 10.230,26","$ 12.278,32","$ 0,00"]
[16163,"Desmonte  Cubierta. Canaleta -90","M2",28796.33,"$ 0,00","$ 2.601,02","$ 15.738,87","$ 10.456,44","$ 0,00"]
[12408,"Desmonte  juego tipo M-3-STPM**","UN",451227.85,"$ 15.460,63","$ 54.839,26","$ 142.448,61","$ 238.479,35","$ 0,00"]
[10661,"Desmonte  juegos infantiles **","EVENT",86943.87,"$ 65,83","$ 7.040,83","$ 32.355,01","$ 47.482,20","$ 0,00"]
[12414,"Desmonte  juegos tipo M-3A-STPM**","UN",455124.06,"$ 25.186,33","$ 52.479,65","$ 138.551,39","$ 238.906,69","$ 0,00"]
[12405,"Desmonte  juegos tipo M-5 o 5A-STPM**","UN",230410.98,"$ 0,00","$ 24.175,21","$ 127.890,14","$ 78.345,63","$ 0,00"]
[11189,"Desmonte  juntas metalicas+ retiro **","ML",7916.61,"$ 0,00","$ 360,81","$ 7.009,76","$ 546,05","$ 0,00"]
[15753,"DESMONTE  LAMINA METALICA ONDULADA COLISEO H=3m","M2",22005.4,"$ 0,00","$ 3.845,84","$ 15.994,86","$ 2.164,70","$ 0,00"]
[15756,"DESMONTE  MALLA METALICA EN COLISEO H=5m","M2",29845.7,"$ 0,00","$ 5.869,40","$ 21.811,60","$ 2.164,70","$ 0,00"]
[10430,"Desmonte  malla proteccion contra impacto  **","M2",34523.89,"$ 24.991,29","$ 15,10","$ 7.048,42","$ 2.469,07","$ 0,00"]
[14056,"DESMONTE  MARCO+ PUERTA(Trasiego+retiro)","M2",12733.58,"$ 8,56","$ 340,04","$ 8.111,58","$ 4.273,40","$ 0,00"]
[14459,"Desmonte  Ring de Boxeo - Coliseo Gimnasio del Sur","UN",278588.65000000002,"$ 0,00","$ 17.008,62","$ 170.086,16","$ 91.493,87","$ 0,00"]
[11561,"Desmonte  y reinstalac carpinteria metálica **","M2",164870.29,"$ 17.117,88","$ 18.577,15","$ 113.332,00","$ 0,00","$ 15.843,26"]
[12604,"DESMONTE , REUBIC.y MTO.PUERTA DOBLE BAT.ALUMINIO.","UN",0,"$ 0,00","$ 0,00","$ 0,00","$ 0,00","$ 0,00"]
[12603,"DESMONTE , REUBIC.y MTO.PUERTA DOBLE VIDRIO TEMP.*","UN",0,"$ 0,00","$ 0,00","$ 0,00","$ 0,00","$ 0,00"]
[16018,"Desmonte Acabados Piso Placa Antidesliz. CompAcuat","M2",27515.49,"$ 0,00","$ 850,43","$ 17.008,62","$ 9.656,44","$ 0,00"]
[11037,"DESMONTE ACCESORIOS SANITARIOS","UN",4175.8900000000003,"$ 19,75","$ 112,09","$ 3.806,64","$ 237,41","$ 0,00"]
[14005,"DESMONTE ACOMODA Y FIJAC.TEJA ASBEST. CEMENT","M2",15980.17,"$ 3.836,02","$ 238,12","$ 11.906,03","$ 0,00","$ 0,00"]
[12873,"Desmonte Acople Completo -STPM**","UN",9784.2900000000009,"$ 0,00","$ 3.172,21","$ 6.612,08","$ 0,00","$ 0,00"]
[12879,"Desmonte Acople en U lámina Cal.3/16\" -STPM**","UN",19973.89,"$ 0,00","$ 8.683,40","$ 11.290,49","$ 0,00","$ 0,00"]
[12435,"Desmonte Acople Sencillo Columpio -STPM**","UN",16847.84,"$ 0,00","$ 9.501,08","$ 7.346,76","$ 0,00","$ 0,00"]
[12807,"DESMONTE ADEC.Y MONTAJE 4 REJAS ZONA DE GRADERIA *","UN",1666071.38,"$ 204.446,75","$ 144.401,17","$ 1.317.223,46","$ 0,00","$ 0,00"]
[11657,"Desmonte adoquin  (Crague y retiro)","M2",10770.12,"$ 0,00","$ 399,81","$ 7.996,20","$ 2.374,11","$ 0,00"]
[12894,"Desmonte- Agarradera Balancin Tubo 3/4\" -STPM**","UN",12067.59,"$ 0,00","$ 6.373,85","$ 5.693,74","$ 0,00","$ 0,00"]
[12551,"Desmonte- Agarradera -STPM**","UN",5142.2299999999996,"$ 0,00","$ 2.404,94","$ 2.737,29","$ 0,00","$ 0,00"]
[13252,"Desmonte Alfajia Perim.concreto a<0.50m **","ML",11975.48,"$ 0,00","$ 677,86","$ 11.297,62","$ 0,00","$ 0,00"]
[12256,"Desmonte Alfajia Perim.concreto a>=0.50m **","ML",13239.56,"$ 0,00","$ 749,41","$ 12.490,15","$ 0,00","$ 0,00"]
[10973,"Desmonte alfombra tapete incluye retiro**","M2",4805.28,"$ 0,00","$ 153,08","$ 3.061,55","$ 1.590,65","$ 0,00"]
[19,"Desmonte Aparatos Sanitarios","UN",30348.6,"$ 13,17","$ 490,18","$ 23.309,98","$ 6.535,28","$ 0,00"]
[12536,"DESMONTE APARATOS SANITARIOS","UN",29088.7,"$ 0,00","$ 442,22","$ 22.111,20","$ 6.535,28","$ 0,00"]
[13415,"DESMONTE APARATOS SANITARIOS+TAPON+TRASIEGO","UN",39715.22,"$ 1.960,31","$ 1.636,80","$ 28.995,78","$ 7.122,33","$ 0,00"]
[12825,"DESMONTE AREA DESPRENDIDA PISO MADERA **","M2",32601.279999999999,"$ 0,00","$ 1.552,44","$ 31.048,84","$ 0,00","$ 0,00"]
[13523,"Desmonte Argolla Aluminio Maleable -STPM**","UN",5117.59,"$ 0,00","$ 195,91","$ 3.918,27","$ 1.003,41","$ 0,00"]
[14205,"Desmonte Asiento Fibra de Vidrio","UN",11756.55,"$ 0,00","$ 8.083,17","$ 3.673,38","$ 0,00","$ 0,00"]
[12876,"Desmonte Asiento Fibra de Vidrio con Soporte-STPM*","UN",12579,"$ 0,00","$ 5.238,36","$ 7.340,64","$ 0,00","$ 0,00"]
[12402,"Desmonte Asiento Fibra lona Columpio-STPM**","UN",11417.42,"$ 0,00","$ 1.175,02","$ 10.242,40","$ 0,00","$ 0,00"]
[13902,"Desmonte Asta Bandera H=7.00m Inc.Demolic+Carg+Ret","UN",27018.85,"$ 13,17","$ 2.293,82","$ 12.841,32","$ 11.870,55","$ 0,00"]
[13981,"Desmonte Aviso Multidireccional -STPM**","UN",31872.07,"$ 0,00","$ 7.236,44","$ 24.635,63","$ 0,00","$ 0,00"]
[12856,"Desmonte Balancin Tubo Galv.2\"x2.00m/2.5m-STPM**","UN",29024.240000000002,"$ 0,00","$ 6.015,45","$ 8.674,39","$ 14.334,40","$ 0,00"]
[13526,"Desmonte- Banca Abdominales Bajo","UN",36590.67,"$ 0,00","$ 8.025,80","$ 18.817,48","$ 9.747,39","$ 0,00"]
[10882,"Desmonte Banca Exist.(demol. de bases y retiro)**","UN",97862.3,"$ 797,25","$ 17.396,91","$ 71.825,41","$ 7.842,73","$ 0,00"]
[16019,"Desmonte baranda acceso Piscina (Sin retiro)","UN",28379.22,"$ 0,00","$ 2.801,19","$ 25.578,03","$ 0,00","$ 0,00"]
[12703,"Desmonte Baranda Discapacitados  (Cargue+ Retiro)","ML",16041.83,"$ 0,00","$ 2.583,91","$ 11.083,81","$ 2.374,11","$ 0,00"]
[10918,"Desmonte baranda M-80 sin viga con retiro.","ML",17230.689999999999,"$ 0,00","$ 4.636,11","$ 10.742,77","$ 1.851,81","$ 0,00"]
[10915,"Desmonte baranda M-80 sin viga(Sin Reitro)***","ML",15845.98,"$ 0,00","$ 2.204,37","$ 13.641,61","$ 0,00","$ 0,00"]
[12696,"Desmonte baranda M-83ES***","ML",11747.66,"$ 0,00","$ 2.937,10","$ 4.774,57","$ 4.035,99","$ 0,00"]
[12423,"Desmonte Barras de Giro Travezaño-STPM**","UN",11947.54,"$ 0,00","$ 2.537,15","$ 8.693,67","$ 716,72","$ 0,00"]
[12420,"Desmonte Barras Rodadero-STPM**","UN",16916.060000000001,"$ 0,00","$ 2.943,09","$ 12.826,22","$ 1.146,75","$ 0,00"]
[16888,"desmonte bebederos existente inc retiro acarrero","UN",36326.629999999997,"$ 378,96","$ 1.085,65","$ 33.550,96","$ 1.311,06","$ 0,00"]
[12853,"Desmonte bolardo Alto hierro M-63-STPM**","UN",27937.89,"$ 0,00","$ 1.255,29","$ 25.105,82","$ 1.576,78","$ 0,00"]
[14079,"Desmonte bolardo Bajo hierro M-62-STPM**","UN",24800.080000000002,"$ 0,00","$ 1.129,76","$ 22.595,24","$ 1.075,08","$ 0,00"]
[11107,"Desmonte cabinas paraderos o similares + retiro **","UN",100601.92,"$ 137,35","$ 8.845,77","$ 45.141,06","$ 46.477,74","$ 0,00"]
[12399,"Desmonte cadena Galvan. 3/8\"(1.5-2.0m)STPM**","UN",10177.4,"$ 0,00","$ 4.544,08","$ 5.633,32","$ 0,00","$ 0,00"]
[12121,"DESMONTE CANAL EXISTENTE+Andamio**","ML",27721.87,"$ 0,00","$ 2.872,62","$ 15.307,75","$ 9.541,50","$ 0,00"]
[11600,"DESMONTE CANALETA METALICA ELECT. EXISTENTE**","ML",6059.46,"$ 13,17","$ 257,62","$ 4.672,85","$ 1.115,83","$ 0,00"]
[10883,"Desmonte caneca existente + demolicion bases CDRC","UN",36326.629999999997,"$ 378,96","$ 1.085,65","$ 33.550,96","$ 1.311,06","$ 0,00"]
[10972,"Desmonte carpinteria metálica **","M2",20985.47,"$ 0,00","$ 1.188,90","$ 7.926,02","$ 11.870,55","$ 0,00"]
[10535,"Desmonte cerramiento contra impacto h=2.5M **","ML",56450.03,"$ 12.251,36","$ 14.103,67","$ 22.494,81","$ 2.469,07","$ 5.131,12"]
[10536,"Desmonte cerramiento contra impacto h=5.0M **","ML",94391.58,"$ 21.370,09","$ 28.268,72","$ 25.947,29","$ 3.086,34","$ 15.719,14"]
[13022,"Desmonte- Cerramiento Juego Infantil","ML",69376.42,"$ 0,00","$ 4.465,00","$ 15.055,11","$ 49.856,31","$ 0,00"]
[12429,"Desmonte- Cerramiento Reja Pequeña","ML",14011.9,"$ 0,00","$ 2.542,96","$ 10.264,85","$ 1.204,09","$ 0,00"]
[11271,"Desmonte CerramMalla eslabon. h=0,5 a 2 m + retiro","ML",15169.8,"$ 114,18","$ 1.999,76","$ 11.417,04","$ 1.638,83","$ 0,00"]
[10808,"Desmonte CerramMalla eslabon. h=2 a 5 m+cargue y r","ML",42475.44,"$ 319,69","$ 5.599,34","$ 31.967,71","$ 4.588,71","$ 0,00"]
[10309,"Desmonte CerramMalla eslabonada **","M2",12135.84,"$ 91,34","$ 1.599,81","$ 9.133,63","$ 1.311,06","$ 0,00"]
[14080,"Desmonte Cicloparquadero (Cargue y retiro) -STPM**","UN",29090.25,"$ 187,09","$ 3.743,20","$ 18.709,48","$ 6.450,48","$ 0,00"]
[12290,"Desmonte cocina (campana y buitrón) **","M2",73940.08,"$ 0,00","$ 4.819,16","$ 37.070,43","$ 32.050,49","$ 0,00"]
[14458,"Desmonte Columnas en Madera 0,20x0,20 h=4,53m+reti","UN",61322.76,"$ 0,00","$ 6.443,28","$ 42.521,54","$ 12.357,94","$ 0,00"]
[10605,"Desmonte Corte y reinstal. adoquin Arcilla 20X10X6CM + arena + B-600(10cm)","M2",73905.570000000007,"$ 21.098,69","$ 3.158,50","$ 39.191,94","$ 10.456,44","$ 0,00"]
[10948,"Desmonte Cubierta +Andamios+Seguridad+ transporte","M2",44964.88,"$ 0,00","$ 4.351,31","$ 27.543,02","$ 13.070,55","$ 0,00"]
[12537,"DESMONTE CUBIERTA TEJA ASB. CEM. Y ESTR. METAL. **","M2",22346.86,"$ 2.403,50","$ 2.109,90","$ 10.711,13","$ 7.122,33","$ 0,00"]
[14134,"Desmonte Cubierta(Estruc+Teja)+Retiro***","M2",47654.48,"$ 0,00","$ 2.983,17","$ 34.017,23","$ 10.654,08","$ 0,00"]
[12911,"Desmonte de  Balancin Madera-STPM**","UN",131422.56,"$ 0,00","$ 4.393,52","$ 43.935,19","$ 83.093,85","$ 0,00"]
[12631,"DESMONTE DE  GUARDESCOBA SIN RETIRO***","ML",4570.4799999999996,"$ 0,00","$ 415,50","$ 4.154,98","$ 0,00","$ 0,00"]
[11033,"Desmonte de  Puerta y Marco en  Madera (carg+Ret)","UN",23951.439999999999,"$ 0,00","$ 680,34","$ 13.606,89","$ 9.664,21","$ 0,00"]
[13520,"DESMONTE DE  TOMACORRIENTE**","UN",5289.27,"$ 0,00","$ 251,87","$ 5.037,40","$ 0,00","$ 0,00"]
[13308,"Desmonte de Accesorio(Dispensr papel-jabon-papeler","UN",4383.7299999999996,"$ 13,69","$ 231,84","$ 4.138,19","$ 0,00","$ 0,00"]
[15949,"DESMONTE DE ANGULO Y PLATINA (INCLUYE PULIDORA)","ML",4589.29,"$ 6,58","$ 1.162,26","$ 2.708,22","$ 712,23","$ 0,00"]
[16458,"Desmonte de Aparatos Eléctricos (cables,tomas Inte","UN",3484.52,"$ 13,17","$ 188,14","$ 3.283,22","$ 0,00","$ 0,00"]
[14082,"Desmonte de Asador","UN",22938.03,"$ 0,00","$ 1.580,93","$ 12.756,46","$ 8.600,64","$ 0,00"]
[16027,"DESMONTE DE BANNER (0.60X6.30M)ACCESOS DOS CARAS","UN",134159.32999999999,"$ 0,00","$ 25.375,15","$ 85.043,08","$ 23.741,10","$ 0,00"]
[16663,"Desmonte de Black out (H=2.20m)","M2",6991,"$ 0,00","$ 1.888,42","$ 5.102,58","$ 0,00","$ 0,00"]
[13096,"Desmonte de Calentador Eléctrico**","UN",36356.07,"$ 0,00","$ 1.731,24","$ 34.624,83","$ 0,00","$ 0,00"]
[12119,"Desmonte de Calentador+Accesorios**","UN",73598.509999999995,"$ 10.680,58","$ 2.769,99","$ 55.399,72","$ 4.748,22","$ 0,00"]
[13907,"Desmonte de cerramiento en Superboard","M2",26221.32,"$ 0,00","$ 2.511,30","$ 23.710,02","$ 0,00","$ 0,00"]
[14064,"Desmonte de Contrahuella Metálica (Cargue y Retiro","UN",6361.12,"$ 0,00","$ 255,13","$ 5.102,58","$ 1.003,41","$ 0,00"]
[12418,"Desmonte de Espaldar para Banca M-31-STPM**","UN",17914.439999999999,"$ 0,00","$ 3.664,99","$ 5.648,81","$ 8.600,64","$ 0,00"]
[14072,"Desmonte de Estructura voleyball (Cargue y Retiro)","JGO",45213.97,"$ 0,00","$ 8.329,86","$ 34.017,23","$ 2.866,88","$ 0,00"]
[16459,"Desmonte de Guardaropa Existente","M2",8355.6200000000008,"$ 25,02","$ 440,08","$ 7.890,52","$ 0,00","$ 0,00"]
[14143,"Desmonte de lavamanos + retiro","UN",25618.95,"$ 0,00","$ 374,19","$ 18.709,48","$ 6.535,28","$ 0,00"]
[12117,"Desmonte de Lavamanos y Grifería***","UN",62887.839999999997,"$ 7.241,12","$ 2.423,74","$ 48.474,76","$ 4.748,22","$ 0,00"]
[14405,"Desmonte de losas prefabric.(1.20x0.70m) e=15-30cm","UN",18980,"$ 0,00","$ 903,81","$ 18.076,19","$ 0,00","$ 0,00"]
[14034,"Desmonte de losas prefabric.(1.20x0.70m) e=8-12cm","UN",16475.7,"$ 0,00","$ 784,56","$ 15.691,14","$ 0,00","$ 0,00"]
[13918,"Desmonte de Media Alfarda L=2.5m","UN",14085.27,"$ 0,00","$ 3.047,41","$ 5.102,58","$ 5.935,28","$ 0,00"]
[14460,"Desmonte de Mobiliar tipo bicicletero exist(Cargue","UN",48919.839999999997,"$ 10.172,13","$ 2.551,29","$ 25.512,92","$ 10.683,50","$ 0,00"]
[14006,"Desmonte de Orinal + Retiro***","UN",21211.72,"$ 0,00","$ 328,94","$ 16.446,79","$ 4.435,99","$ 0,00"]
[12118,"Desmonte de Orinal y Grifería***","UN",66644.75,"$ 9.180,23","$ 2.510,30","$ 50.206,00","$ 4.748,22","$ 0,00"]
[14141,"Desmonte de Piso en Lona sobre Madera Gim (Carg+re","M2",8217.01,"$ 0,00","$ 340,17","$ 6.803,45","$ 1.073,39","$ 0,00"]
[14073,"Desmonte de Redes de Baloncesto (Cargue y Retiro","JGO",23589.93,"$ 0,00","$ 3.714,43","$ 17.008,62","$ 2.866,88","$ 0,00"]
[14076,"Desmonte de Redes de futbol (Cargue y Retiro)","UN",16684.13,"$ 0,00","$ 739,88","$ 14.797,50","$ 1.146,75","$ 0,00"]
[14071,"Desmonte de Redes de Microfutbol (Cargue y Retiro","UN",8290.3700000000008,"$ 0,00","$ 340,17","$ 6.803,45","$ 1.146,75","$ 0,00"]
[14074,"Desmonte de Redes de Voleibol (Cargue y Retiro","UN",10737.54,"$ 0,00","$ 449,88","$ 8.997,56","$ 1.290,10","$ 0,00"]
[16462,"Desmonte de Redes Hidro Sanitarias","ML",10168.27,"$ 3.470,31","$ 819,30","$ 5.878,66","$ 0,00","$ 0,00"]
[11226,"DESMONTE DE REJA MET. 2.55X2.70M**","UN",64033.95,"$ 0,00","$ 5.821,27","$ 58.212,68","$ 0,00","$ 0,00"]
[13409,"DESMONTE DE SALIDA ELECTRICA","UN",23750.77,"$ 0,00","$ 465,70","$ 23.285,07","$ 0,00","$ 0,00"]
[13309,"Desmonte de Secador de manos**","UN",12906.4,"$ 0,00","$ 614,59","$ 12.291,81","$ 0,00","$ 0,00"]
[12739,"DESMONTE DE SEÑALIZACION IDRD(ESTADIO)***","UN",9204.2999999999993,"$ 0,00","$ 438,30","$ 8.766,00","$ 0,00","$ 0,00"]
[13529,"Desmonte de Tabla en Madera para Carrusel","UN",15353.79,"$ 0,00","$ 1.223,14","$ 12.231,36","$ 1.899,29","$ 0,00"]
[14070,"Desmonte de Tablero Acrilico(Cargue y retiro)","UN",65759.73,"$ 0,00","$ 30.571,09","$ 25.512,92","$ 9.675,72","$ 0,00"]
[12937,"Desmonte de Trapecio tubo de 3/4\"-STPM**","UN",5917.87,"$ 0,00","$ 2.029,72","$ 1.953,01","$ 1.935,14","$ 0,00"]
[14065,"Desmonte de Valla Especial (3x6m) Cargue y retiro","UN",282293.82,"$ 0,00","$ 39.973,83","$ 151.376,68","$ 90.943,31","$ 0,00"]
[13380,"DESMONTE DE VIDRIO Y/O ESPEJO **","M2",4780.05,"$ 13,69","$ 117,90","$ 4.648,45","$ 0,00","$ 0,00"]
[16055,"Desmonte delimitador aluminio pista Atletismo","ML",1255.79,"$ 3,95","$ 18,32","$ 1.112,80","$ 120,71","$ 0,00"]
[13735,"Desmonte Deslizadero Fibra de Vidrio 2,4m-STPM***","UN",14920.21,"$ 0,00","$ 3.860,30","$ 5.612,84","$ 5.447,07","$ 0,00"]
[14342,"Desmonte Deslizadero Fibra de Vidrio 3m-STPM***","UN",18614.27,"$ 0,00","$ 3.817,78","$ 4.762,41","$ 10.034,08","$ 0,00"]
[12905,"Desmonte Deslizadero Fibra de Vidrio 4m-STPM***","UN",18614.27,"$ 0,00","$ 3.817,78","$ 4.762,41","$ 10.034,08","$ 0,00"]
[12614,"Desmonte Divis.sobre muro Dry Wall.**","M2",39712.379999999997,"$ 0,00","$ 2.531,08","$ 25.310,75","$ 11.870,55","$ 0,00"]
[14182,"Desmonte División en Madera+vidri-Gimnasio-Colis-s","M2",11998.46,"$ 0,00","$ 425,22","$ 8.504,31","$ 3.068,93","$ 0,00"]
[12202,"Desmonte division, panel Dry Wall y retiroh<=3m**","M2",24603.200000000001,"$ 0,00","$ 3.729,62","$ 17.312,41","$ 3.561,17","$ 0,00"]
[13900,"Desmonte Divisiones en Vidrio Templado H=3.00m**","M2",38816.089999999997,"$ 0,00","$ 5.457,17","$ 33.358,92","$ 0,00","$ 0,00"]
[12785,"Desmonte Divisiones Metálicas +cargue y retiro","M2",29936.26,"$ 0,00","$ 2.105,04","$ 25.660,71","$ 2.170,51","$ 0,00"]
[13885,"Desmonte Divisiones Oficina media altura con retir","M2",42387.360000000001,"$ 13,17","$ 4.831,21","$ 26.859,49","$ 10.683,50","$ 0,00"]
[12100,"Desmonte e  instal.juegos Inf.Madera(6 event)**","UN",4984744.2300000004,"$ 4.463.475,99","$ 42.244,98","$ 194.130,06","$ 284.893,20","$ 0,00"]
[15961,"Desmonte e  instal.juegos infantiles (por event)**","UN",229129.62,"$ 73.038,05","$ 21.741,13","$ 70.026,11","$ 64.324,33","$ 0,00"]
[10170,"Desmonte e instal Bordillo Piedra muñec 0,1*0,3 **","ML",35346.36,"$ 8.396,02","$ 1.631,77","$ 25.318,56","$ 0,00","$ 0,00"]
[10023,"Desmonte e instalac Bordillo prefabricado A-80 **","ML",44741.59,"$ 10.044,41","$ 976,44","$ 25.269,19","$ 8.451,56","$ 0,00"]
[10092,"Desmonte e instalac fach provisional zona acces **","M2",58474.92,"$ 7.232,23","$ 1.040,01","$ 50.202,68","$ 0,00","$ 0,00"]
[10865,"Desmonte e instalac Sardinel prefabricado A-10 **","ML",42586.42,"$ 3.565,81","$ 416,75","$ 28.521,98","$ 10.081,89","$ 0,00"]
[11473,"Desmonte e Instalación Juego infantil Tipo Rued","UN",573396.80000000005,"$ 252.694,75","$ 23.707,36","$ 157.567,98","$ 112.677,64","$ 26.749,07"]
[12784,"DESMONTE ELEMENTOS DE VIGAS CUBIERTA ESTADIO**","UN",47914.879999999997,"$ 0,00","$ 4.662,05","$ 31.382,28","$ 11.870,55","$ 0,00"]
[15807,"DESMONTE EQUIPOS BIOSALUDABLES (Demolc+retiro)","UN",126794.77,"$ 0,00","$ 26.022,63","$ 41.059,39","$ 59.712,75","$ 0,00"]
[12672,"Desmonte- Escalador de Arbol","UN",5932.2,"$ 0,00","$ 806,93","$ 3.763,50","$ 1.361,77","$ 0,00"]
[12554,"Desmonte- Escalador de Arbol -STPM**","UN",48581.96,"$ 0,00","$ 31.951,20","$ 15.053,98","$ 1.576,78","$ 0,00"]
[12431,"Desmonte- Escalador de Arco -STPM**","UN",57465.49,"$ 0,00","$ 24.201,70","$ 30.110,22","$ 3.153,57","$ 0,00"]
[12563,"DESMONTE ESCALERA DE GATO","UN",21974.59,"$ 200,99","$ 10.008,82","$ 8.467,87","$ 3.296,91","$ 0,00"]
[14084,"Desmonte Estación 11-BancaFortalecimiento(Carg+Re)","UN",52969.25,"$ 0,00","$ 4.617,62","$ 34.017,23","$ 14.334,40","$ 0,00"]
[14085,"Desmonte Estación 12-Poste de Abdominales (Carg+Re","UN",67689.33,"$ 0,00","$ 6.581,24","$ 46.773,69","$ 14.334,40","$ 0,00"]
[14083,"Desmonte Estación 1-PosteEstiramiento(Carg+Ret)","UN",51445.27,"$ 0,00","$ 3.992,23","$ 37.418,96","$ 10.034,08","$ 0,00"]
[14088,"Desmonte Estación 2-TuboEjercicio Gemelos(Carg+Re","UN",51679.92,"$ 0,00","$ 5.975,91","$ 39.970,25","$ 5.733,76","$ 0,00"]
[14089,"Desmonte Estación 3-Banca Abdominales(Carg+Re","UN",41787.230000000003,"$ 0,00","$ 3.737,10","$ 32.316,37","$ 5.733,76","$ 0,00"]
[14090,"Desmonte Estación 4-Banca Barra para Salto(Carg+Re","UN",63288.3,"$ 0,00","$ 6.528,69","$ 51.025,85","$ 5.733,76","$ 0,00"]
[14091,"Desmonte Estación 5-Banca Flexión Espalda(Carg+Re","UN",70166.75,"$ 0,00","$ 6.603,70","$ 57.829,29","$ 5.733,76","$ 0,00"]
[14092,"Desmonte Estación 6-Banca Flexión Pecho(Carg+Re","UN",62757.98,"$ 0,00","$ 5.998,37","$ 51.025,85","$ 5.733,76","$ 0,00"]
[14094,"Desmonte Estación 7 -Barras Paralelas(Carg+Ret","UN",68745.11,"$ 0,00","$ 6.433,62","$ 54.427,57","$ 7.883,92","$ 0,00"]
[14095,"Desmonte Estación 8 -Tubos para Brinco(Carg+Ret","UN",51963.06,"$ 0,00","$ 5.129,41","$ 38.949,73","$ 7.883,92","$ 0,00"]
[14096,"Desmonte Estación 9 -Banca Abdominales Alto(Carg+R","UN",41691.379999999997,"$ 0,00","$ 4.892,81","$ 28.914,65","$ 7.883,92","$ 0,00"]
[14093,"Desmonte Estación -Banca para Estiramiento(Carg+Re","UN",40704.79,"$ 0,00","$ 4.695,69","$ 30.275,34","$ 5.733,76","$ 0,00"]
[10343,"Desmonte estruc  de microfutbol + cargue y retiro","JGO",135745.65,"$ 197,49","$ 31.737,98","$ 79.490,94","$ 24.319,23","$ 0,00"]
[10242,"Desmonte estruc baloncesto con demol base conc **","JGO",521132.45,"$ 552,97","$ 143.625,86","$ 131.942,61","$ 245.011,02","$ 0,00"]
[10438,"Desmonte estruc baloncesto sin demol base conc **","JGO",400814.19,"$ 131,66","$ 51.978,00","$ 222.876,70","$ 125.827,83","$ 0,00"]
[15779,"Desmonte estruc metal Cubierta coliseo con transpo","KG",6187.67,"$ 2,85","$ 3.849,41","$ 2.335,42","$ 0,00","$ 0,00"]
[13789,"Desmonte estruc metal Cubierta para coliseos*","KG",8473.44,"$ 2,85","$ 4.058,71","$ 4.174,48","$ 237,41","$ 0,00"]
[10542,"Desmonte estruc volleyball con demol base conc **","JGO",91779.53,"$ 394,98","$ 7.700,82","$ 69.308,46","$ 14.375,28","$ 0,00"]
[10439,"Desmonte estruc. de cancha multiple + retiro","JGO",308516.07,"$ 131,66","$ 95.804,20","$ 137.516,90","$ 75.063,31","$ 0,00"]
[11705,"Desmonte estruc. de cancha multiple sin demol base","JGO",385489.67,"$ 131,66","$ 10.430,11","$ 137.516,90","$ 237.411,00","$ 0,00"]
[14075,"Desmonte estruct  de futbol(Cargue y Retiro)**","JGO",228576.75,"$ 1.530,78","$ 59.634,03","$ 153.077,54","$ 14.334,40","$ 0,00"]
[13533,"DESMONTE ESTRUCT. METAL. MOLINO DE VIENTO","UN",161943.82999999999,"$ 0,00","$ 13.152,63","$ 37.208,03","$ 111.583,17","$ 0,00"]
[11718,"Desmonte Estructura Metálica (Cercha+ Correa)*","M2",16960.43,"$ 0,00","$ 1.269,85","$ 9.755,30","$ 5.935,28","$ 0,00"]
[13892,"DESMONTE Flanche METALICo EXISTENTE**","ML",5655.86,"$ 13,17","$ 257,62","$ 4.672,85","$ 712,23","$ 0,00"]
[12915,"Desmonte Guaya de Acero de 1/4\"***","UN",18539.580000000002,"$ 0,00","$ 3.552,01","$ 12.550,72","$ 2.436,85","$ 0,00"]
[12849,"Desmonte Lámina IDG-S -STPM**","UN",20776.740000000002,"$ 54,33","$ 13.962,10","$ 3.750,09","$ 3.010,22","$ 0,00"]
[11570,"Desmonte lamina metalica enchape columnas+retiro**","M2",24062.95,"$ 0,00","$ 204,27","$ 10.207,56","$ 13.651,13","$ 0,00"]
[15759,"Desmonte Lámina Policarbonato cargue y retiro","M2",18506.11,"$ 0,00","$ 3.059,91","$ 10.669,98","$ 4.776,22","$ 0,00"]
[14086,"Desmonte Lámina Valla Instrucción (Carg+Re","UN",29727.29,"$ 0,00","$ 3.449,48","$ 21.260,77","$ 5.017,04","$ 0,00"]
[11167,"Desmonte laminas metalicas a=0.2 + retiro **","ML",8212.9,"$ 0,00","$ 160,64","$ 8.004,78","$ 47,48","$ 0,00"]
[10639,"Desmonte loseta IDU concreto**","M2",17573.14,"$ 0,00","$ 1.624,66","$ 15.948,47","$ 0,00","$ 0,00"]
[13321,"Desmonte Malla Fortinet H=2.00m","ML",14375.94,"$ 4,21","$ 7,67","$ 10.588,78","$ 2.469,07","$ 1.306,21"]
[12933,"DESMONTE MANILA POLIPROP. 1/2\" Baranda  -STPM**","ML",2571.37,"$ 0,00","$ 122,45","$ 2.448,92","$ 0,00","$ 0,00"]
[15521,"Desmonte Manila Poliprop1/2\" Control acceso","ML",514.27,"$ 0,00","$ 24,49","$ 489,78","$ 0,00","$ 0,00"]
[11608,"DESMONTE MANT.Y REINST.PERSIANAS.**","UN",24811.46,"$ 0,00","$ 1.837,89","$ 22.973,57","$ 0,00","$ 0,00"]
[12655,"Desmonte manto edil (Sin cargue y retiro)l","M2",8045.07,"$ 0,00","$ 731,37","$ 7.313,70","$ 0,00","$ 0,00"]
[16616,"Desmonte manual Banca M31 Exist.(demo bases+retir)","UN",103274.97,"$ 87,77","$ 1.444,54","$ 48.151,39","$ 53.591,27","$ 0,00"]
[16198,"DESMONTE MANUAL DE CASETON (Cargue + retiro)","M2",13005.27,"$ 0,00","$ 1.912,35","$ 7.531,75","$ 3.561,17","$ 0,00"]
[12892,"DESMONTE MARCO DE  PUERTA  METALICA","UN",37520.33,"$ 0,00","$ 0,00","$ 24.462,72","$ 13.057,61","$ 0,00"]
[11303,"DESMONTE MARCO Y PUERTA  METALICA(6x4m)","UN",159822.1,"$ 0,00","$ 20.913,10","$ 117.542,01","$ 21.366,99","$ 0,00"]
[20,"Desmonte Marco y Puerta  Metálica(carg+retir)","UN",59290.6,"$ 0,00","$ 2.258,10","$ 45.161,95","$ 11.870,55","$ 0,00"]
[11650,"DESMONTE MARCOS Y PUERTAS  DE SEGURIDAD","UN",68322.98,"$ 0,00","$ 0,00","$ 56.452,43","$ 11.870,55","$ 0,00"]
[13407,"DESMONTE MARCOS Y PUERTAS  METALICAS+trasiego","UN",84353.03,"$ 105,33","$ 5.243,31","$ 50.515,06","$ 28.489,32","$ 0,00"]
[12648,"DESMONTE MARQUESINA ACRILICO H=3.10M","M2",10994.42,"$ 0,00","$ 4.069,45","$ 6.924,97","$ 0,00","$ 0,00"]
[10735,"Desmonte Muro de contenc en gavion    **","M3",152030.20000000001,"$ 0,00","$ 6.913,20","$ 87.686,57","$ 57.430,43","$ 0,00"]
[10971,"Desmonte muro, division, panel Dry Wall y retiro**","M2",40436.03,"$ 0,00","$ 2.596,86","$ 25.968,62","$ 11.870,55","$ 0,00"]
[12557,"Desmonte Pasamanos Angulado-STPM**","UN",49599.47,"$ 0,00","$ 39.411,47","$ 8.467,87","$ 1.720,13","$ 0,00"]
[12560,"Desmonte Pasamanos Recto-STPM**","UN",45835.24,"$ 0,00","$ 20.082,42","$ 24.462,72","$ 1.290,10","$ 0,00"]
[14439,"DESMONTE PISO DE CAUCHO(Trasiego+Retiro)","M2",7471.46,"$ 0,00","$ 341,28","$ 6.676,58","$ 453,60","$ 0,00"]
[14142,"Desmonte Piso Machimbre Est. Madera-Gimnasio-Colis","M2",11451.64,"$ 0,00","$ 425,22","$ 8.504,31","$ 2.522,11","$ 0,00"]
[14066,"Desmonte Plastificado Plataforma Cuadrd(Carg+Retir","UN",16789.86,"$ 0,00","$ 765,39","$ 15.307,75","$ 716,72","$ 0,00"]
[14067,"Desmonte Plastificado Plataforma Triang(Carg+Retir","UN",14646.78,"$ 0,00","$ 663,34","$ 13.266,72","$ 716,72","$ 0,00"]
[16463,"Desmonte Plataforma Salida + Reinstalación Anclaje","UN",89718.73,"$ 20.257,41","$ 7.166,46","$ 62.294,85","$ 0,00","$ 0,00"]
[12683,"DESMONTE POSTE H=2.0M**","UN",50503.48,"$ 0,00","$ 2.217,12","$ 22.171,15","$ 26.115,21","$ 0,00"]
[12686,"DESMONTE POSTE H=2.7M**","UN",52129.35,"$ 0,00","$ 2.364,92","$ 23.649,22","$ 26.115,21","$ 0,00"]
[12689,"DESMONTE POSTE H=3.0M**","UN",52129.35,"$ 0,00","$ 2.364,92","$ 23.649,22","$ 26.115,21","$ 0,00"]
[12692,"DESMONTE POSTE H=3.30M**","UN",52129.35,"$ 0,00","$ 2.364,92","$ 23.649,22","$ 26.115,21","$ 0,00"]
[12605,"DESMONTE PUERTA BATIENTE ALUMINIO.","UN",136913,"$ 136.913,00","$ 0,00","$ 0,00","$ 0,00","$ 0,00"]
[14908,"DESMONTE PUERTA+ MARCO METAL.(Trasiego+Retiro)","UN",25716.45,"$ 17,12","$ 1.166,79","$ 16.223,15","$ 8.309,39","$ 0,00"]
[11165,"Desmonte reja existente h=2.0 m","ML",17307.39,"$ 4.875,00","$ 903,61","$ 6.780,56","$ 4.748,22","$ 0,00"]
[15760,"Desmonte reja metálica  h=3.0 m  cargue y retiro","M2",20102.009999999998,"$ 2,63","$ 5.629,76","$ 12.471,12","$ 1.998,51","$ 0,00"]
[12410,"Desmonte- Rodadero Corto acero -STPM**","UN",78198.009999999995,"$ 11.531,57","$ 19.606,64","$ 37.865,63","$ 9.194,17","$ 0,00"]
[12116,"DESMONTE SANITARIO FLUXOMETRO Y PROTECTOR**","UN",61288.55,"$ 9.915,23","$ 2.423,74","$ 48.474,76","$ 474,82","$ 0,00"]
[16020,"Desmonte Sensores Piscina (Sin retiro)","UN",57398.13,"$ 0,00","$ 2.733,24","$ 54.664,89","$ 0,00","$ 0,00"]
[14077,"Desmonte Señal (IDE-67)","UN",38611.49,"$ 0,00","$ 7.364,81","$ 25.512,92","$ 5.733,76","$ 0,00"]
[12837,"Desmonte Señal (IDG-S)","UN",37506.31,"$ 0,00","$ 4.986,76","$ 24.635,63","$ 7.883,92","$ 0,00"]
[12834,"Desmonte Señal SC-80 - + Dado-STPM**","UN",20963.87,"$ 0,00","$ 8.516,47","$ 9.580,52","$ 2.866,88","$ 0,00"]
[15219,"Desmonte Señal SC-80 2 caras - + Dado-STPM**","UN",20963.87,"$ 0,00","$ 8.516,47","$ 9.580,52","$ 2.866,88","$ 0,00"]
[13236,"Desmonte Silla para Estadio","UN",11523.57,"$ 0,00","$ 225,95","$ 11.297,62","$ 0,00","$ 0,00"]
[10934,"desmonte sonido Campin ***","UN",96754.6,"$ 79,00","$ 4.439,85","$ 92.235,75","$ 0,00","$ 0,00"]
[12745,"DESMONTE TABLERO ELECTRICO EXISTENTE**","UN",123197.96,"$ 0,00","$ 13.348,67","$ 102.682,09","$ 7.167,20","$ 0,00"]
[13049,"Desmonte tablero electrónico y est. met. Campin **","UN",0,"$ 0,00","$ 0,00","$ 0,00","$ 0,00","$ 0,00"]
[13567,"Desmonte tanque asbesto-cemento h=4.50M","UN",70237.87,"$ 0,00","$ 9.490,36","$ 45.502,86","$ 15.244,66","$ 0,00"]
[14138,"Desmonte tanque Elevado(Asb-cemento/o Pvc)-Coliseo","UN",42893.77,"$ 0,00","$ 1.704,19","$ 25.512,92","$ 15.676,66","$ 0,00"]
[12675,"Desmonte Tapa Semiesferica -STPM**","UN",5097.05,"$ 0,00","$ 702,07","$ 3.104,88","$ 1.290,10","$ 0,00"]
[16054,"Desmonte tapete pista Atletismo  incluye retiro**","M2",4974.08,"$ 0,00","$ 153,08","$ 3.061,55","$ 1.759,45","$ 0,00"]
[13733,"Desmonte- Tornillo 1/2 x 6\" -STPM**","UN",1478.54,"$ 0,00","$ 70,41","$ 1.408,13","$ 0,00","$ 0,00"]
[15827,"Desmonte- Tornillo 1/2 x 6\" -STPM**","UN",1799.95,"$ 0,00","$ 85,71","$ 1.714,24","$ 0,00","$ 0,00"]
[13734,"Desmonte- Tornillo 1/2 x 9\" -STPM**","UN",1799.95,"$ 0,00","$ 85,71","$ 1.714,24","$ 0,00","$ 0,00"]
[12882,"Desmonte- Tornillo 1/4 x 3\"-STPM**","UN",1799.95,"$ 0,00","$ 85,71","$ 1.714,24","$ 0,00","$ 0,00"]
[13732,"Desmonte- Tornillo 1/4 x 4\" -STPM**","UN",1799.95,"$ 0,00","$ 85,71","$ 1.714,24","$ 0,00","$ 0,00"]
[12679,"Desmonte- Tornillo Button -STPM**","UN",2568.58,"$ 0,00","$ 122,31","$ 2.446,27","$ 0,00","$ 0,00"]
[16464,"Desmonte Tranpolin hasta 3m+Reinstalación Anclajes","UN",105049.97,"$ 20.246,88","$ 4.722,09","$ 80.080,99","$ 0,00","$ 0,00"]
[11602,"Desmonte Traslado y reubic Archivador **","UN",40334.32,"$ 164,58","$ 3.924,25","$ 36.245,50","$ 0,00","$ 0,00"]
[12122,"Desmonte tuberia ALLØ4\"Hasta Caja  **","ML",35514.14,"$ 0,00","$ 4.351,79","$ 31.162,35","$ 0,00","$ 0,00"]
[12321,"Desmonte tuberia galv 6\" **","ML",35514.14,"$ 0,00","$ 4.351,79","$ 31.162,35","$ 0,00","$ 0,00"]
[13384,"Desmonte tuberia Hierro Fund.Sanitaria Ø1\"+trasieg","ML",53779.4,"$ 40,81","$ 986,91","$ 45.629,34","$ 7.122,33","$ 0,00"]
[12930,"Desmonte Tunel en fibra de vidrio-STPM **","UN",19150.169999999998,"$ 0,00","$ 9.378,63","$ 4.897,84","$ 4.873,70","$ 0,00"]
[14087,"Desmonte Valla Instrucción 3 Ejercicios(Carg+Re","UN",43121.57,"$ 0,00","$ 4.087,30","$ 34.017,23","$ 5.017,04","$ 0,00"]
[12901,"Desmonte Varilla de 3/4\" rosacada-STPM **","UN",7903.65,"$ 0,00","$ 4.104,89","$ 2.938,70","$ 860,06","$ 0,00"]
[12617,"DESMONTE VENTANA PERSIANA","UN",163837.31,"$ 0,00","$ 14.436,75","$ 144.367,45","$ 5.033,11","$ 0,00"]
[12616,"DESMONTE VENTANA PERSIANA OF.DIRECC. GENERAL","M2",174708.09,"$ 0,00","$ 15.407,73","$ 154.077,32","$ 5.223,04","$ 0,00"]
[21,"DESMONTE VENTANAS( Trasiego+Retiro)Inc. Andamio","M2",10141.81,"$ 13,17","$ 641,73","$ 5.450,93","$ 4.035,99","$ 0,00"]
[11603,"DESMONTE VIDRIOS (Limp,siliconado e instal.)","M2",27225.919999999998,"$ 6.115,21","$ 1.550,80","$ 19.559,91","$ 0,00","$ 0,00"]
[11595,"Desmonte y demol. gradería aérea incl. retiro **","M3",137575.57,"$ 197,49","$ 3.899,72","$ 70.801,85","$ 62.676,50","$ 0,00"]
[10785,"Desmonte y demolicion banca inclu retiro escom.**","UN",88740.98,"$ 0,00","$ 2.407,57","$ 48.151,39","$ 38.182,02","$ 0,00"]
[10783,"Desmonte y demolicion bolardo M-60 concreto**","UN",26628.87,"$ 251,06","$ 753,17","$ 25.105,82","$ 518,82","$ 0,00"]
[14078,"Desmonte y Demolicion Bolardo M-61 concreto**","UN",27721.15,"$ 1.229,88","$ 1.192,53","$ 23.850,53","$ 1.448,21","$ 0,00"]
[11516,"DESMONTE Y REHUBICACION DE REFLECTOR DE PISO 250W","UN",132982.49,"$ 0,00","$ 6.332,50","$ 126.649,99","$ 0,00","$ 0,00"]
[16467,"Desmonte y Reinatalación Rejiila Plástica(Cárcamo)","ML",1605.36,"$ 1,58","$ 79,11","$ 1.524,67","$ 0,00","$ 0,00"]
[11414,"Desmonte y Reins. Balas Halogena **","UN",10546.89,"$ 0,00","$ 993,20","$ 9.553,69","$ 0,00","$ 0,00"]
[13776,"Desmonte y Reins. Lampara 1000w (H=18m)+andamios**","UN",167992.71,"$ 0,00","$ 11.659,57","$ 156.333,14","$ 0,00","$ 0,00"]
[12575,"Desmonte y Reins. Lampara de 0.60X0.60- 4 tubos **","UN",29663.47,"$ 0,00","$ 3.607,95","$ 26.055,52","$ 0,00","$ 0,00"]
[10006,"Desmonte y Reins. Proyector 1000 W **","UN",47387.16,"$ 0,00","$ 3.961,29","$ 43.425,87","$ 0,00","$ 0,00"]
[13268,"Desmonte y Reins. Proyector 1000 WGran Altura. **","UN",102784.76,"$ 0,00","$ 19.407,08","$ 83.377,68","$ 0,00","$ 0,00"]
[11410,"Desmonte y Reins. Riel Fluoresc **","UN",57965.14,"$ 0,00","$ 4.465,14","$ 53.500,00","$ 0,00","$ 0,00"]
[11571,"Desmonte y reinst acometida PVC.P 3 d=1 1/2\"  **","ML",38599.980000000003,"$ 22.254,84","$ 222,34","$ 11.117,02","$ 0,00","$ 5.005,78"]
[15960,"Desmonte y reinst bolardo hierro M-63**","UN",68300.320000000007,"$ 6.033,38","$ 2.892,80","$ 56.308,80","$ 3.065,35","$ 0,00"]
[11592,"Desmonte y reinst STRIP","UN",187701.49,"$ 4.346,16","$ 8.731,21","$ 174.624,12","$ 0,00","$ 0,00"]
[13488,"DESMONTE Y REINST.  CENEFA EN ADOQUIN (SIN ESTRUCT","ML",19229.490000000002,"$ 0,00","$ 1.765,69","$ 17.463,80","$ 0,00","$ 0,00"]
[11412,"Desmonte y Reinst. Cubierta Termoac.**","M2",35551.800000000003,"$ 191,68","$ 3.360,02","$ 32.000,10","$ 0,00","$ 0,00"]
[11417,"Desmonte y Reinst. Lampara Fluor(cable+Canaleta)","UN",42872.75,"$ 10.406,08","$ 4.674,11","$ 27.792,56","$ 0,00","$ 0,00"]
[11314,"Desmonte y reinst.Adoquín Arcilla p<5% suelo Med**","M2",146860.76999999999,"$ 37.099,61","$ 11.159,92","$ 64.000,20","$ 34.601,08","$ 0,00"]
[13288,"Desmonte y reinst.AdoquinArcill e=0.06  p<5% 4.2-1","M2",135431.29,"$ 25.078,57","$ 41.266,08","$ 50.115,26","$ 18.971,38","$ 0,00"]
[12158,"DESMONTE Y REINST.DE PASAMANOS**","ML",66832.14,"$ 20.626,60","$ 0,00","$ 37.658,74","$ 8.546,80","$ 0,00"]
[13137,"DESMONTE Y REINST.TABLERO ELECTRICO 12 CIRC.**","UN",124360.29,"$ 336,00","$ 2.431,85","$ 121.592,44","$ 0,00","$ 0,00"]
[12208,"Desmonte y Reinstal  TAPETE**","M2",15299.01,"$ 0,00","$ 728,52","$ 14.570,49","$ 0,00","$ 0,00"]
[12207,"Desmonte y Reinstal  VENTANA  ALUMINIO**","M2",149547.38,"$ 0,00","$ 10.862,57","$ 138.684,81","$ 0,00","$ 0,00"]
[11563,"Desmonte y Reinstal  VENTANA **","M2",157558.24,"$ 10.146,16","$ 7.749,48","$ 123.442,66","$ 0,00","$ 16.219,94"]
[13097,"DESMONTE Y REINSTAL TEJA+TELA ASF.+EMULSIÓN+PINT","M2",39985.78,"$ 13.483,66","$ 3.217,05","$ 23.285,07","$ 0,00","$ 0,00"]
[15418,"Desmonte y reinstal. estruc Multiple (excav+retir)","JGO",376997.71,"$ 66.294,50","$ 39.983,64","$ 231.757,74","$ 38.961,84","$ 0,00"]
[13575,"Desmonte y reinstal. juego M-3A","??",1715971.94,"$ 606.427,14","$ 70.776,37","$ 430.958,30","$ 607.810,14","$ 0,00"]
[11413,"Desmonte y reinstal. redes elect  cubierta.**","ML",66875.839999999997,"$ 0,00","$ 6.079,62","$ 60.796,22","$ 0,00","$ 0,00"]
[11223,"Desmonte y reinstal. redes elect y telecomunic.**","ML",2866.11,"$ 0,00","$ 260,56","$ 2.605,55","$ 0,00","$ 0,00"]
[11649,"DESMONTE Y REINSTAL.CABALLETE TEJA ETERNIT","ML",25911.82,"$ 8.999,30","$ 805,36","$ 16.107,16","$ 0,00","$ 0,00"]
[12101,"Desmonte y Reinstal.CastilloModularMadera(CiudSali","??",4653653.0199999996,"$ 1.384.486,10","$ 151.472,14","$ 3.029.442,70","$ 88.252,08","$ 0,00"]
[12601,"DESMONTE Y REINSTAL.DIVIS.ALUMINIOPISO-TECHO","M2",69026.570000000007,"$ 0,00","$ 6.275,14","$ 62.751,43","$ 0,00","$ 0,00"]
[11509,"Desmonte y Reinstal.juegos Inf.Madera(10 event)**","UN",5332519.71,"$ 4.463.739,31","$ 70.408,30","$ 323.550,10","$ 474.822,00","$ 0,00"]
[11297,"Desmonte y Reinstal.Puesto de Trabajo (Oficina)","UN",178317.86,"$ 0,00","$ 5.193,72","$ 173.124,14","$ 0,00","$ 0,00"]
[10045,"Desmonte y reinstala  AdoquínArcill  p<5% sueloMed","M2",144565.85,"$ 45.462,33","$ 40.097,57","$ 50.447,08","$ 8.558,88","$ 0,00"]
[10150,"Desmonte y reinstala cerramiento metalico h=2.0m","M2",133189.51999999999,"$ 13.403,88","$ 2.372,18","$ 115.322,18","$ 2.091,29","$ 0,00"]
[13474,"Desmonte y Reinstalac Cuneta Prefabricada","ML",15619.86,"$ 0,00","$ 721,67","$ 12.799,47","$ 2.098,71","$ 0,00"]
[14452,"Desmonte y re-instalac tablaestacado en  Madera**","ML",39262.03,"$ 5.653,72","$ 1.896,51","$ 31.711,79","$ 0,00","$ 0,00"]
[13938,"Desmonte y Reinstalac. Estruc.Baloncesto","??",986513.4,"$ 350.142,15","$ 145.775,11","$ 315.460,96","$ 175.135,18","$ 0,00"]
[12091,"Desmonte y reinstalac.adoquinGeot+Base+arena**","M2",95466.34,"$ 26.951,65","$ 9.596,92","$ 42.693,52","$ 16.224,25","$ 0,00"]
[12599,"Desmonte y Reinstalac.Archivo Rodante(5.4x2.2m)","UN",0,"$ 0,00","$ 0,00","$ 0,00","$ 0,00","$ 0,00"]
[12598,"Desmonte y Reinstalac.Archivo Rodante(6.9x2.2m)","UN",0,"$ 0,00","$ 0,00","$ 0,00","$ 0,00","$ 0,00"]
[12597,"Desmonte y Reinstalac.Archivo Rodante(8.5x2.2m)","UN",0,"$ 0,00","$ 0,00","$ 0,00","$ 0,00","$ 0,00"]
[11275,"Desmonte Y Reinstalac.estruc.de cancha multiple**","JGO",865133.81,"$ 354.154,65","$ 76.527,13","$ 297.260,73","$ 137.191,29","$ 0,00"]
[16468,"Desmonte y Reinstalac.Juego Pasama(Dos Brazos)Pisc","UN",124183.27,"$ 80.883,18","$ 2.801,98","$ 38.931,20","$ 1.566,91","$ 0,00"]
[11296,"Desmonte y Reinstalac.Puerta Ventana(Divisón).","M2",18262.71,"$ 0,00","$ 869,65","$ 17.393,06","$ 0,00","$ 0,00"]
[11508,"Desmonte y Reinstalación  Balancin Madera**","UN",450106.96,"$ 72.676,24","$ 32.178,67","$ 189.455,82","$ 149.203,32","$ 6.592,91"]
[10803,"Desmonte y reinstalacion  banca existente**","UN",175662.95,"$ 26.260,89","$ 20.006,76","$ 115.763,30","$ 13.632,00","$ 0,00"]
[10782,"Desmonte y reinstalacion  canecas **","UN",81824.25,"$ 9.117,93","$ 4.834,57","$ 65.967,48","$ 1.904,28","$ 0,00"]
[15165,"Desmonte y reinstalación  de bicicletero","UN",119775.55,"$ 30.009,26","$ 4.204,53","$ 81.568,52","$ 3.993,25","$ 0,00"]
[15419,"Desmonte y reinstalacion  juego tipo M-3","UN",2138526.02,"$ 948.251,85","$ 98.623,12","$ 523.099,19","$ 568.551,86","$ 0,00"]
[15420,"Desmonte y reinstalacion  juegos tipo M-3A","UN",1503264.99,"$ 571.566,10","$ 68.065,97","$ 376.750,45","$ 486.882,47","$ 0,00"]
[15421,"Desmonte y reinstalacion  juegos tipo M-5 o 5A-STP","UN",707199.64,"$ 124.024,85","$ 38.406,48","$ 320.398,29","$ 224.370,02","$ 0,00"]
[10791,"Desmonte y reinstalacion  señales civicas **","UN",45388.82,"$ 11.345,45","$ 1.403,11","$ 25.643,75","$ 6.996,51","$ 0,00"]
[11222,"Desmonte y reinstalación bafle sonido ambiental**","UN",11580.21,"$ 2.026,52","$ 868,52","$ 8.685,17","$ 0,00","$ 0,00"]
[13360,"Desmonte y Reinstalación Baranda Pista Patinaje","ML",29238.41,"$ 6.452,69","$ 4.823,22","$ 17.962,50","$ 0,00","$ 0,00"]
[10916,"desmonte y reinstalación Biciclet de arco M-101***","UN",127957.96,"$ 38.009,89","$ 3.908,45","$ 68.928,93","$ 13.264,20","$ 3.846,50"]
[10820,"Desmonte y reinstalaciòn bolardo M-60 **","UN",59377.74,"$ 21.472,34","$ 47,95","$ 32.159,59","$ 5.697,86","$ 0,00"]
[15422,"Desmonte y reinstalacion Bordillo  B-30 (10x30)","ML",34405.449999999997,"$ 6.577,97","$ 850,17","$ 18.435,29","$ 8.542,01","$ 0,00"]
[13948,"Desmonte y Reinstalación Cerram. C-Impacto H=5.00m","ML",484192.51,"$ 176.151,17","$ 43.453,13","$ 204.905,71","$ 15.164,54","$ 44.517,97"]
[12744,"DESMONTE Y REINSTALACION DE DUCHA**","UN",60905,"$ 11.862,43","$ 2.335,36","$ 46.707,21","$ 0,00","$ 0,00"]
[11507,"Desmonte y reinstalaciòn de luminaria  de piso**","UN",35782.92,"$ 0,00","$ 1.042,22","$ 34.740,70","$ 0,00","$ 0,00"]
[11639,"Desmonte y Reinstalacion de luminaria Alumb Publi","UN",178061.97,"$ 0,00","$ 143.321,27","$ 34.740,70","$ 0,00","$ 0,00"]
[15750,"Desmonte y reinstalación de Vitriblock","M2",119548.67,"$ 59.667,29","$ 8.140,23","$ 51.741,16","$ 0,00","$ 0,00"]
[11034,"DESMONTE Y REINSTALACION ESPEJO **","M2",15373.42,"$ 0,00","$ 0,00","$ 15.373,42","$ 0,00","$ 0,00"]
[10344,"Desmonte y reinstalacion estruc  de microfutbol**","JGO",359518.17,"$ 72.044,64","$ 42.811,66","$ 215.107,72","$ 29.554,14","$ 0,00"]
[13256,"Desmonte y reinstalacion fanche en lamina **","ML",22058.16,"$ 10.203,15","$ 564,52","$ 11.290,49","$ 0,00","$ 0,00"]
[10847,"Desmonte y Reinstalacion juegos infantil tipo M-3","UN",2290687.4700000002,"$ 992.160,03","$ 79.854,69","$ 528.381,28","$ 690.291,47","$ 0,00"]
[10849,"Desmonte y Reinstalacion juegos tipo M-5 o 5A","UN",716388.6,"$ 129.467,77","$ 31.712,95","$ 325.852,48","$ 229.355,41","$ 0,00"]
[16465,"Desmonte y Reinstalación Loseta Fibrocemento","M2",15205.21,"$ 32,92","$ 779,58","$ 14.392,72","$ 0,00","$ 0,00"]
[16470,"Desmonte y Reinstalación Parlantes cenitales (Cabl","UN",5106.37,"$ 8,29","$ 695,07","$ 4.403,00","$ 0,00","$ 0,00"]
[11523,"DESMONTE Y REINSTALACION PBX**","ML",256800,"$ 0,00","$ 42.800,00","$ 214.000,00","$ 0,00","$ 0,00"]
[16466,"Desmonte y Reinstalación Piso Easydecck Agua Azul","M2",8150.41,"$ 32,92","$ 792,45","$ 7.325,05","$ 0,00","$ 0,00"]
[16469,"Desmonte y Reinstalación Rejilla de HVAC","UN",7406.67,"$ 8,29","$ 366,68","$ 7.031,69","$ 0,00","$ 0,00"]
[11036,"Desmonte y reinstalacion sanitario **","UN",71523.509999999995,"$ 764,29","$ 1.622,49","$ 69.136,73","$ 0,00","$ 0,00"]
[15463,"DESMONTE Y REINSTALACION SIFONES DE LAVAMANOS Y OR","UN",14183.86,"$ 3.849,99","$ 492,09","$ 9.841,78","$ 0,00","$ 0,00"]
[11519,"DESMONTE Y REINSTALACION TOMACORRIENTES**","UN",9393.8799999999992,"$ 0,00","$ 361,30","$ 9.032,58","$ 0,00","$ 0,00"]
[10577,"Desmonte y reinstalacion tuberia de gres 8\"  **","ML",36952.879999999997,"$ 11.628,04","$ 381,77","$ 20.978,60","$ 3.964,47","$ 0,00"]
[11518,"DESMONTE Y REINSTALACION VOZ Y DATOS**","ML",50557.5,"$ 0,00","$ 2.407,50","$ 48.150,00","$ 0,00","$ 0,00"]
[12205,"Desmonte y Reinstalc.división Ofic. H=3.10m**","M2",48992.03,"$ 0,00","$ 7.057,46","$ 41.934,57","$ 0,00","$ 0,00"]
[13486,"DESMONTE Y RETIRO  CENEFA EN ADOQUIN (CARG.Y RETIR","M2",25521.29,"$ 0,00","$ 2.095,66","$ 20.956,56","$ 2.469,07","$ 0,00"]
[10433,"Desmonte y retiro adoquin **","M2",13270.62,"$ 0,00","$ 435,67","$ 7.163,13","$ 5.671,82","$ 0,00"]
[13895,"Desmonte y retiro adoquin H=0.26m+relleno Base**","M2",63812.52,"$ 15.611,84","$ 3.502,78","$ 20.007,17","$ 24.690,74","$ 0,00"]
[10860,"Desmonte y retiro canecas **","UN",37284.99,"$ 26,33","$ 1.141,57","$ 21.872,43","$ 14.244,66","$ 0,00"]
[10378,"Desmonte y retiro cerramiento alambre puas **","ML",3586.67,"$ 1,32","$ 35,41","$ 1.650,66","$ 1.899,29","$ 0,00"]
[11565,"Desmonte y retiro cerramiento metalico incl. viga*","ML",95587.34,"$ 33,51","$ 2.163,54","$ 88.653,25","$ 4.737,05","$ 0,00"]
[13261,"Desmonte y retiro de Cableado+tomas+interrupt.L=9m","UN",16536.580000000002,"$ 0,00","$ 1.771,78","$ 14.764,80","$ 0,00","$ 0,00"]
[15446,"Desmonte y Retiro de Cerca Existente.","ML",18828.099999999999,"$ 0,00","$ 299,35","$ 14.967,58","$ 3.561,17","$ 0,00"]
[12372,"DESMONTE Y RETIRO DE DUCHA**","UN",22858.23,"$ 0,00","$ 0,00","$ 22.858,23","$ 0,00","$ 0,00"]
[12157,"Desmonte y retiro de Farol (Inc. Demolición)**","UN",41577.89,"$ 0,00","$ 1.823,89","$ 36.477,73","$ 3.276,27","$ 0,00"]
[16079,"Desmonte y retiro de guardaescoba y/o cenefa","??",0,"$ 0,00","$ 0,00","$ 0,00","$ 0,00","$ 0,00"]
[13305,"Desmonte y retiro de incrustación.","UN",12179.29,"$ 0,00","$ 579,97","$ 11.599,32","$ 0,00","$ 0,00"]
[14183,"Desmonte y Retiro de Lavaplatos","UN",20534.310000000001,"$ 0,00","$ 272,14","$ 13.606,89","$ 6.655,28","$ 0,00"]
[10342,"Desmonte y retiro de llantas**","UN",7675.98,"$ 0,00","$ 442,22","$ 4.422,24","$ 2.811,52","$ 0,00"]
[11484,"Desmonte y retiro de luminaria Alumb Publico**","UN",407633.34,"$ 105.113,10","$ 258.769,86","$ 39.951,80","$ 3.798,58","$ 0,00"]
[10585,"Desmonte y retiro de luminaria de cubierta - Estadio El Campin","UN",87160.65,"$ 5.812,14","$ 50.871,23","$ 18.649,69","$ 4.242,98","$ 7.584,61"]
[10583,"Desmonte y retiro de luminaria de torre - Estadio El Campin","UN",95721.99,"$ 5.812,14","$ 56.954,26","$ 20.351,98","$ 4.271,65","$ 8.331,96"]
[11221,"Desmonte y retiro de luminaria fluorescente**","UN",22018.22,"$ 0,00","$ 2.417,58","$ 18.238,87","$ 1.361,77","$ 0,00"]
[11295,"DESMONTE Y RETIRO DE PUERTA Y MARCO EN MADERA","UN",26902.69,"$ 0,00","$ 727,12","$ 14.542,43","$ 11.633,14","$ 0,00"]
[11486,"Desmonte y retiro de red electrica A.P.**","ML",12049.48,"$ 0,00","$ 1.627,27","$ 10.422,21","$ 0,00","$ 0,00"]
[11299,"Desmonte y retiro de red electrica Interna**","ML",6588.18,"$ 0,00","$ 1.898,19","$ 4.689,99","$ 0,00","$ 0,00"]
[11300,"DESMONTE Y RETIRO DE RED ELECTRICA**","UN",12123.1,"$ 0,00","$ 353,10","$ 11.770,00","$ 0,00","$ 0,00"]
[14004,"DESMONTE Y RETIRO DE TEJA ASBESTO CEMENTO","M2",15523.59,"$ 0,00","$ 2.030,98","$ 9.314,03","$ 4.178,58","$ 0,00"]
[15084,"Desmonte y retiro de troncos de madera","UN",7475.98,"$ 0,00","$ 442,22","$ 4.422,24","$ 2.611,52","$ 0,00"]
[11562,"Desmonte y retiro ducto 40*40 **","ML",93072.44,"$ 39,50","$ 3.748,65","$ 40.852,45","$ 48.431,84","$ 0,00"]
[10578,"Desmonte y retiro e Instalación de luminaria de cubierta - Estadio El Campin","UN",310331.52000000002,"$ 16.447,11","$ 178.555,60","$ 53.284,82","$ 12.098,23","$ 49.945,76"]
[10575,"Desmonte y retiro e Instalación de luminaria de torre - Estadio El Campin","UN",338703.68,"$ 16.447,11","$ 197.411,48","$ 58.148,52","$ 12.184,24","$ 54.512,33"]
[10240,"Desmonte y retiro juegos infantiles(Máx.10eventos)","JGO",72469.929999999993,"$ 44,76","$ 4.548,33","$ 20.394,64","$ 47.482,20","$ 0,00"]
[13484,"DESMONTE Y RETIRO LOSETA CONC. 0.25X0.25M","UN",4323.1400000000003,"$ 642,02","$ 165,33","$ 3.306,66","$ 209,13","$ 0,00"]
[10305,"Desmonte y retiro loseta IDU concreto**","M2",11382.43,"$ 0,00","$ 485,49","$ 9.709,88","$ 1.187,06","$ 0,00"]
[11411,"Desmonte y Retiro Luminaria de Techo+Trasiego","UN",10108.36,"$ 10,53","$ 1.269,87","$ 8.254,57","$ 573,38","$ 0,00"]
[15518,"Desmonte y retiro Malla de polimero para proteccio","M2",5214.3999999999996,"$ 0,00","$ 244,89","$ 4.897,84","$ 71,67","$ 0,00"]
[10016,"Desmonte y retiro malla existente h=2.0 m","ML",10475.530000000001,"$ 13,17","$ 658,77","$ 5.621,02","$ 4.182,58","$ 0,00"]
[10073,"Desmonte y retiro manto impermeabilización (edil)","M2",10295.17,"$ 0,00","$ 433,72","$ 8.674,39","$ 1.187,06","$ 0,00"]
[10241,"Desmonte y retiro marco de micro y futbol **","JGO",242328.89,"$ 394,98","$ 9.218,15","$ 161.492,46","$ 71.223,30","$ 0,00"]
[13957,"DESMONTE Y RETIRO POSTE CERCA DE ALAMBRE DE PUAS**","UN",40494.89,"$ 0,00","$ 3.120,20","$ 31.202,00","$ 6.172,69","$ 0,00"]
[11615,"DESMONTE Y RETIRO PUERTA VIDRIO","M2",9303.66,"$ 13,17","$ 254,01","$ 4.600,50","$ 4.435,99","$ 0,00"]
[13245,"Desmonte y retiro red elect.Interna con tubPVC","ML",29256.14,"$ 0,00","$ 6.848,39","$ 22.407,75","$ 0,00","$ 0,00"]
[14995,"Desmonte y retiro red elect.Interna con tubPVC","M2",1863.79,"$ 0,00","$ 126,76","$ 1.737,03","$ 0,00","$ 0,00"]
[10325,"Desmonte y retiro rieles y tanque","UN",902534.71,"$ 0,00","$ 462.913,34","$ 85.043,08","$ 237.411,00","$ 117.167,29"]
[11106,"Desmonte y retiro señales informativas**","UN",9933.1,"$ 70,76","$ 547,16","$ 4.442,96","$ 4.872,22","$ 0,00"]
[14195,"Desmonte y retiro tablaestacado en  Madera**","M2",2424.39,"$ 0,00","$ 86,44","$ 1.502,23","$ 835,72","$ 0,00"]
[16058,"Desmonte y retiro tapa concreto canal **","M2",10930.83,"$ 0,00","$ 399,81","$ 7.996,20","$ 2.534,82","$ 0,00"]
[14132,"DESMONTE Y RETIRO TEJA FIBRO-CEMENTO-COLISEO DEL S","M2",44601.24,"$ 0,00","$ 3.102,23","$ 30.615,51","$ 10.883,50","$ 0,00"]
[11220,"Desmonte y retiro tubo fluorescente**","UN",7475.26,"$ 0,00","$ 679,57","$ 6.795,69","$ 0,00","$ 0,00"]
[11298,"DESMONTE Y RETIRO VOZ Y DATOS","UN",25048.04,"$ 0,00","$ 729,55","$ 24.318,49","$ 0,00","$ 0,00"]
[13812,"Desmonte y retiro,  rejilla titan Carcamo","UN",5043.34,"$ 13,17","$ 394,92","$ 3.709,36","$ 925,90","$ 0,00"]
[11483,"DESMONTE Y RETIRO. POSTE AP 10 A 12 M**","UN",504521.84,"$ 0,00","$ 214.855,22","$ 238.077,21","$ 51.589,41","$ 0,00"]
[11537,"DESMONTE Y RETIRO. POSTE MADERA 10 A 12 M**","UN",447357.21,"$ 0,00","$ 194.909,40","$ 193.095,06","$ 59.352,75","$ 0,00"]
[13753,"Desmonte y retiroTuberiaPVC3\"y 15 cables+inst.cabl","ML",26261.24,"$ 1.242,57","$ 1.837,83","$ 23.180,84","$ 0,00","$ 0,00"]
[11408,"DESMONTE Y REUBIC. POSTE AP 10 A 12 M","UN",873527.57,"$ 0,00","$ 427.984,70","$ 386.190,12","$ 59.352,75","$ 0,00"]
[10538,"DESMONTE Y REUBIC. POSTE AP 10 A 12 M+Base Conc.","UN",1058459.1100000001,"$ 244.828,52","$ 400.881,57","$ 307.105,87","$ 105.643,14","$ 0,00"]
[12600,"DESMONTE Y REUBIC. PUERTA MADERA CON MARCO.**","UN",106850.25,"$ 0,00","$ 9.713,66","$ 97.136,59","$ 0,00","$ 0,00"]
[12204,"DESMONTE Y REUBICACIÓN DE PUERTA MET.**","UN",59035.33,"$ 0,00","$ 5.366,85","$ 53.668,48","$ 0,00","$ 0,00"]
[13263,"Desmonte yReins.Proyector400 W,EnPoste gran Altura","UN",105532.33,"$ 0,00","$ 23.891,69","$ 81.640,64","$ 0,00","$ 0,00"]
[16059,"Desmonte, Cargue y Retiro Puesto Trabajo (Oficina)","UN",38930.57,"$ 0,00","$ 511,56","$ 17.052,02","$ 21.366,99","$ 0,00"]
[10341,"Desmonte, corte y reinstalacion adoquin + arena **","ML",11933.04,"$ 939,37","$ 1.456,09","$ 9.537,58","$ 0,00","$ 0,00"]
[10868,"Desmonte, corte y reinstalacion adoquin + arena **","M2",29826.29,"$ 1.384,38","$ 5.156,84","$ 23.285,07","$ 0,00","$ 0,00"]
[20649,"DESMONTE, PINTURA GENERAL Y ARREGLO, REPOSICION PIEZAS BIOSALUDABLES ","UN",946752,"$ 0,00","$ 0,00","$ 946.752,00","$ 0,00","$ 0,00"]
[10799,"Desmonte,corte,reinstalac adoquin pegado con Sumin","M2",60240.83,"$ 23.375,02","$ 1.314,80","$ 33.590,43","$ 1.960,58","$ 0,00"]
[16635,"Desmonte,corte,reinstalac adoquin pegado sin Sumin","M2",34901.379999999997,"$ 9.074,21","$ 983,98","$ 22.882,61","$ 1.960,58","$ 0,00"]
[15783,"DESMONTE,SUMINISTRO,INSTALACION BALDOSA PERFORADA","M2",10685.34,"$ 0,00","$ 450,12","$ 9.002,46","$ 1.232,76","$ 0,00"]
[12582,"Desmonte.+modif.Reinst.divis.Ofic.Med.Alt+Camb pañ","M2",0,"$ 0,00","$ 0,00","$ 0,00","$ 0,00","$ 0,00"]
[12206,"Desmonte.modific.y Reinst.divisiónOfic.Media Altur","M2",49959.01,"$ 0,00","$ 4.541,73","$ 45.417,28","$ 0,00","$ 0,00"]
[11035,"DESMONTE/retiro cajonera madera palacio deportes**","M2",9933.94,"$ 0,00","$ 0,00","$ 437,50","$ 9.496,44","$ 0,00"]
[15135,"Desmonte+ reinst. Cerram. malla eslab. IDRD","M2",142718.65,"$ 34.149,43","$ 8.347,02","$ 98.553,31","$ 1.668,88","$ 0,00"]
[16653,"Desmonte+ReinstalacDivisiónMetalica/vidrio+Andamio","M2",66556.070000000007,"$ 0,00","$ 11.385,55","$ 55.170,52","$ 0,00","$ 0,00"]
[10564,"Desmonte+Sum+Inst(PlataformaBancaAbdominal)0.5x2.0","UN",834910.79,"$ 670.358,06","$ 45.463,46","$ 85.260,09","$ 33.829,18","$ 0,00"]
[16599,"Desmonte+Sum+Inst-Travezaño módulo Columpio M-5","UN",176036.76,"$ 12.752,00","$ 7.269,35","$ 124.479,73","$ 31.535,68","$ 0,00"]
[12828,"DesmonteCorte y reinstal.adoquin+arena+B-600(15cm)","M2",75319.06,"$ 22.512,18","$ 3.158,50","$ 39.191,94","$ 10.456,44","$ 0,00"]
[12909,"DesmonteEstacon de 2.5m Ø 3 y 4\"-STPM **","M2",11945.66,"$ 0,00","$ 6.528,31","$ 2.693,81","$ 2.723,54","$ 0,00"]
[12885,"DesmonteJuegos infantil Madera","UN",110505.53,"$ 0,00","$ 6.527,51","$ 65.275,14","$ 38.702,88","$ 0,00"]
[18946,"DESMONTEMANUAL Y RETIRO. POSTE AP 10 A 12 M**","UN",318554.08,"$ 9.156,00","$ 49.586,59","$ 181.465,86","$ 78.345,63","$ 0,00"]
[12868,"DesmonteTravezañoTuboGalv.2\"Cal.105(2.00m)STPM*","UN",23800.58,"$ 81,49","$ 7.780,16","$ 10.205,17","$ 5.733,76","$ 0,00"]
[14081,"DesmonteTravezañoTuboGalv.2\"Cal.105(2.50m)STPM*","UN",24227.71,"$ 81,49","$ 8.814,88","$ 8.164,14","$ 7.167,20","$ 0,00"]
[13095,"DesmonteTuberia Electrica y Desalambrada","ML",5046.05,"$ 6,58","$ 444,90","$ 4.594,57","$ 0,00","$ 0,00"]
[12702,"DesmonteValla especial 6x3(solo lámina y Banner)**","UN",148754.43,"$ 0,00","$ 5.953,02","$ 119.060,31","$ 23.741,10","$ 0,00"]
[13395,"Desmponte de lampara fluorescente**","UN",10687.85,"$ 0,00","$ 209,57","$ 10.478,28","$ 0,00","$ 0,00"]
[13566,"Destape y limpieza  canal en lámina bajante***","ML",9084.39,"$ 10,53","$ 3.230,14","$ 3.469,60","$ 2.374,11","$ 0,00"]
[10143,"Destape y limpieza cajas.70x.70x.70 **","UN",77799.91,"$ 12.085,75","$ 119,88","$ 49.929,08","$ 15.665,20","$ 0,00"]
[10930,"Destape y limpieza viga canal***","ML",13835.44,"$ 27,65","$ 782,66","$ 6.616,51","$ 6.408,62","$ 0,00"]
[15066,"DESTRONCADO+PULIDA+BRILLADO DE PISO","M2",0,"$ 0,00","$ 0,00","$ 0,00","$ 0,00","$ 0,00"]
[18476,"DETECTOR DE APERTURA","UN",6977.67,"$ 0,00","$ 203,23","$ 6.774,44","$ 0,00","$ 0,00"]
[18474,"DETECTOR DE APERTURA TIPO PESADO","UN",6977.67,"$ 0,00","$ 203,23","$ 6.774,44","$ 0,00","$ 0,00"]
[18482,"DETECTOR DE MOVIMENTO DE TECHO","UN",11450.53,"$ 0,00","$ 333,51","$ 11.117,02","$ 0,00","$ 0,00"]
[17712,"Detector Humo Fotoeléctrico UL FM (SUMI INST)","UN",17544.05,"$ 0,00","$ 173,70","$ 17.370,35","$ 0,00","$ 0,00"]
[17715,"Detector Humo Temperatura UL FM (SUMI INST)","UN",17370.349999999999,"$ 0,00","$ 0,00","$ 17.370,35","$ 0,00","$ 0,00"]
[18213,"DETECTOR OPTICO TERMICO","UN",37474.1,"$ 0,00","$ 371,03","$ 37.103,07","$ 0,00","$ 0,00"]
[18809,"DETECTOR OPTICO TERMICO ANALOGICO DIRECCIONALBLE –","UN",74144.41,"$ 3.290,37","$ 29.171,95","$ 41.676,00","$ 6,09","$ 0,00"]
[18217,"DETECTOR TERMICO","UN",37474.1,"$ 0,00","$ 371,03","$ 37.103,07","$ 0,00","$ 0,00"]
[12508,"Dia de Trasiego con 2 ayudantes**","DD",123591.97,"$ 1.316,60","$ 2.397,56","$ 119.877,81","$ 0,00","$ 0,00"]
[13960,"Dia de Trasiego con 3 ayudantes**","DD",188555.43,"$ 2.084,61","$ 3.656,29","$ 182.814,53","$ 0,00","$ 0,00"]
[13193,"Dia de Trasiego con 4 ayudantes**","DD",247403.36,"$ 2.852,63","$ 4.795,11","$ 239.755,62","$ 0,00","$ 0,00"]
[11217,"Dia de Trasiego con 6 ayudantes**","DD",365099.23,"$ 4.388,66","$ 7.072,76","$ 353.637,81","$ 0,00","$ 0,00"]
[18589,"Dia de Trasiego Equipos Especiales con 2 ayudantes","DD",138233.06,"$ 0,00","$ 3.636,58","$ 134.596,48","$ 0,00","$ 0,00"]
[12929,"DIAGNOSTICO FORESTAL**","UN",373168.99,"$ 12.205,70","$ 3.573,89","$ 357.389,40","$ 0,00","$ 0,00"]
[18105,"DIFUSOR DE 4 VIAS CON DAMPER 12\"X9\" BLANCO","UN",24521.78,"$ 0,00","$ 2.455,58","$ 19.141,98","$ 2.924,22","$ 0,00"]
[18106,"DIFUSOR DE 4 VIAS CON DAMPER 15\"X12\" BLANCO","UN",24521.78,"$ 0,00","$ 2.455,58","$ 19.141,98","$ 2.924,22","$ 0,00"]
[18104,"DIFUSOR DE 4 VIAS CON DAMPER 9\"X9\" BLANCO","UN",24521.78,"$ 0,00","$ 2.455,58","$ 19.141,98","$ 2.924,22","$ 0,00"]
[18125,"DIFUSOR DE INYECCION PARA GRANDES ALTURAS","UN",38921.86,"$ 14.400,08","$ 2.455,58","$ 19.141,98","$ 2.924,22","$ 0,00"]
[18736,"Difusor de sum 3 v 15\"x 15\" con Dam blanc. Sum+Ins","UN",49530.84,"$ 1.003,91","$ 2.199,54","$ 43.990,88","$ 2.336,51","$ 0,00"]
[565,"DIFUSOR FLORMORADO","M2",5796.38,"$ 639,45","$ 245,57","$ 4.911,36","$ 0,00","$ 0,00"]
[17222,"DIFUSOR LINEAL CON PLENUM AISLADO TIRO VERTICAL 32","UN",159149.89000000001,"$ 77.040,58","$ 2.527,74","$ 47.557,71","$ 32.023,86","$ 0,00"]
[10476,"DIFUSOR LINEAL SISTEMA CONTINUO (5ft-3S-1/2\" - Ø6\") Cefe Cometas-Suministro e instalación   ","UN",202147.04,"$ 172.958,03","$ 4.921,16","$ 21.400,97","$ 2.866,88","$ 0,00"]
[17205,"DIFUSOR LINEAL SUMINISTRO TIRO HORIZONTAL 13 FT","UN",29689.67,"$ 637,79","$ 1.761,09","$ 23.778,86","$ 3.511,93","$ 0,00"]
[17220,"DIFUSOR LINEAL TIRO VERTICAL","UN",29267.37,"$ 637,79","$ 1.338,79","$ 23.778,86","$ 3.511,93","$ 0,00"]
[18390,"Difusor2ViasModeloL-AV2 con Damper15\"x12\"Blanco","UN",27438.84,"$ 244,00","$ 2.840,98","$ 21.400,97","$ 2.952,89","$ 0,00"]
[18392,"Difusor3Conos24x24\"con PlenumAisladoDamper14\"","UN",34841.160000000003,"$ 5.149,54","$ 2.959,87","$ 23.778,86","$ 2.952,89","$ 0,00"]
[18387,"Difusor3ViasModeloL-AV3 con Damper15\"x12\"Blanco","UN",27438.84,"$ 244,00","$ 2.840,98","$ 21.400,97","$ 2.952,89","$ 0,00"]
[19209,"Difusor4viasL-AVS con Damper de 15\"x15\"","UN",188613.37,"$ 147.306,94","$ 14.895,36","$ 24.977,64","$ 1.433,44","$ 0,00"]
[18383,"Difusor4ViasModeloL-AV4 con Damper12\"x12\"Blanco","UN",27438.84,"$ 244,00","$ 2.840,98","$ 21.400,97","$ 2.952,89","$ 0,00"]
[18385,"Difusor4ViasModeloL-AV4 con Damper15\"x15\"Blanco","UN",174238.83,"$ 147.043,99","$ 2.840,98","$ 21.400,97","$ 2.952,89","$ 0,00"]
[18382,"Difusor4ViasModeloL-AV4 con Damper9\"x9\"Blanco","UN",26636.11,"$ 244,00","$ 2.840,98","$ 21.400,97","$ 2.150,16","$ 0,00"]
[566,"DIFUSORES (MARCO P/VIDRIO)","M2",31234.37,"$ 26.323,01","$ 0,00","$ 4.911,36","$ 0,00","$ 0,00"]
[10018,"Dilatac. losa IDU e=0.08 a=0.4  p<5% 4.2-1 bland**","ML",50277.61,"$ 12.660,11","$ 15.527,70","$ 14.501,24","$ 7.588,56","$ 0,00"]
[19269,"DILATACION EN BRONCE CEFE COMETAS","ML",40930.410000000003,"$ 13.650,53","$ 1.299,27","$ 25.980,61","$ 0,00","$ 0,00"]
[13105,"Dilatacion en Cobre ** (NO USAR)","ML",30882.080000000002,"$ 3.615,03","$ 1.298,43","$ 25.968,62","$ 0,00","$ 0,00"]
[13108,"Dilatacion en Cobre 5MM (inc.Cortepiso)**(NO USAR)","ML",21483.05,"$ 0,00","$ 7.979,37","$ 13.503,68","$ 0,00","$ 0,00"]
[16540,"Dilatacion Plastica  en Z (12mm)+Andamio (Sum+Inst","ML",6970.33,"$ 1.348,89","$ 929,78","$ 4.691,66","$ 0,00","$ 0,00"]
[13780,"Dilatacion Plastica 5mm( L=2m)+Epotoc 1-1 **","ML",9201.49,"$ 2.565,29","$ 193,77","$ 6.299,10","$ 143,34","$ 0,00"]
[13393,"Dilatacion Plastica A=2.4cm;E=0.51cm; L=2m **","ML",8108.37,"$ 1.972,13","$ 183,39","$ 5.952,86","$ 0,00","$ 0,00"]
[141,"DINTEL BLOQUE #5 .12   M/RRATE","ML",31044.63,"$ 10.374,17","$ 0,00","$ 20.670,46","$ 0,00","$ 0,00"]
[140,"DINTEL BLOQUE #5 .12  (SUM+INSTAL) Andamio","ML",32055.360000000001,"$ 16.107,29","$ 1.922,75","$ 14.025,32","$ 0,00","$ 0,00"]
[18375,"DINTEL CONCR Ocre F'C 21 MPA a=0.65-h=0.10+RefCDRC","ML",125279.93,"$ 85.212,53","$ 9.487,82","$ 30.579,58","$ 0,00","$ 0,00"]
[18376,"DINTEL CONCR Ocre F'C 21 MPA a=0.75-h=0.10+RefCDRC","ML",125416.41,"$ 85.213,78","$ 9.497,84","$ 30.704,79","$ 0,00","$ 0,00"]
[18377,"DINTEL CONCR Ocre F'C 21 MPAh=0.10+RefCDRC","M2",132024.24,"$ 91.484,17","$ 9.522,84","$ 31.017,23","$ 0,00","$ 0,00"]
[17178,"DINTEL CONCR Vis F'C 21 MPA a=0.55-h=0.10+Ref CDRC","ML",135857.81,"$ 93.785,11","$ 8.346,97","$ 32.216,28","$ 1.509,46","$ 0,00"]
[17181,"DINTEL CONCR Vis F'C 21 MPA a=0.75-h=0.10+Ref CDRC","ML",161243.56,"$ 118.992,62","$ 7.084,59","$ 33.108,47","$ 2.057,88","$ 0,00"]
[13392,"DINTEL CONCRETO REFZ. 12x20","ML",89687.93,"$ 62.417,60","$ 0,93","$ 26.535,80","$ 733,60","$ 0,00"]
[981,"DINTEL CONCRETO REFZ. 15x20","ML",64000.07,"$ 36.304,52","$ 0,93","$ 26.961,02","$ 733,60","$ 0,00"]
[982,"DINTEL CONCRETO REFZ. 20x20","ML",88715.16,"$ 60.887,38","$ 1,23","$ 26.848,41","$ 978,13","$ 0,00"]
[215,"DINTEL CONCRETO REFZ. 25x25","ML",110240.75,"$ 80.308,82","$ 829,15","$ 27.573,85","$ 1.528,93","$ 0,00"]
[16657,"Dintel DryW3 caras h=0.75M+perfileria H=305m(sum+i","M2",52551.13,"$ 22.771,44","$ 3.718,65","$ 26.061,04","$ 0,00","$ 0,00"]
[17175,"DINTEL EN CONCRETO F'C 21 MPA A=0.15 M-H=0.20 CDRC","ML",89241.24,"$ 58.200,13","$ 3.346,49","$ 26.961,02","$ 733,60","$ 0,00"]
[10754,"Dintel en ladrillo prensado V-3c .25x.25","ML",108533.14,"$ 53.425,30","$ 5.044,20","$ 49.072,22","$ 991,43","$ 0,00"]
[970,"DINTEL EN VARILLA b=15 cm.","ML",43164.95,"$ 17.438,66","$ 0,00","$ 25.726,29","$ 0,00","$ 0,00"]
[971,"DINTEL EN VARILLA b=25 cm.","ML",46305.01,"$ 20.447,82","$ 0,00","$ 25.857,19","$ 0,00","$ 0,00"]
[142,"DINTEL PREFABRICADO","ML",52665.99,"$ 33.688,69","$ 0,00","$ 17.977,33","$ 999,98","$ 0,00"]
[18279,"DintelesMetálicosEstrucCuelgas2\"x2\"LamHRS/Especifi","M2",205661.93,"$ 160.206,57","$ 6.621,63","$ 38.833,74","$ 0,00","$ 0,00"]
[17758,"DISCO DURO 6TB SATA 6 GB/S, 64MB (SUMI INST)","UN",13896.28,"$ 0,00","$ 0,00","$ 13.896,28","$ 0,00","$ 0,00"]
[16810,"Diseño Eléctrico Cancha Sintética**","UN",2179894.37,"$ 432.210,00","$ 21.405,76","$ 1.668.941,01","$ 57.337,60","$ 0,00"]
[12458,"Diseño Hidráulico(Sist.Riego/Drenaje)Parque+Record","UN",2539103.16,"$ 432.210,00","$ 21.405,76","$ 1.442.202,92","$ 57.337,60","$ 585.946,88"]
[16811,"Diseño Iluminación Cancha Sintética**","UN",6003719.5999999996,"$ 403.396,00","$ 719.576,50","$ 4.594.059,10","$ 286.688,00","$ 0,00"]
[15454,"DISIPADOR CONC.2.500PSI(H=0.17M;A=0.30M:L=0.30M)","UN",23314.23,"$ 7.436,39","$ 2.736,74","$ 12.653,50","$ 487,62","$ 0,00"]
[15453,"DISIPADOR CONC.2.500PSI(H=0.17M;A=0.45M:L=0.30M)","UN",39043.699999999997,"$ 13.100,24","$ 3.034,20","$ 22.036,77","$ 872,49","$ 0,00"]
[12317,"Dispensador de jabon (manos libres 1-AA-RSD) **","UN",0,"$ 0,00","$ 0,00","$ 0,00","$ 0,00","$ 0,00"]
[10062,"Dispensador de jabon acero inox de meson **","UN",12467.83,"$ 4.524,04","$ 984,20","$ 6.959,59","$ 0,00","$ 0,00"]
[17362,"DISPENSADOR DE JABON EN ACERO INOXIDABLE REF. 7065","UN",57696.45,"$ 4.418,85","$ 3.353,22","$ 49.924,38","$ 0,00","$ 0,00"]
[12637,"Dispensador de jabon vertical*","UN",12361.06,"$ 0,00","$ 588,62","$ 11.772,44","$ 0,00","$ 0,00"]
[17364,"DISPENSADOR DE TOALLAS DE PAPEL EN ACERO INOXIDABL","UN",13234.63,"$ 4.604,65","$ 1.227,14","$ 7.402,84","$ 0,00","$ 0,00"]
[14053,"Dispensador Jabón AntiBact.Botella","UN",20430.93,"$ 592,00","$ 787,72","$ 15.754,30","$ 3.296,91","$ 0,00"]
[14040,"Dispensador Jabón liq.Pared en Acero Push Frontal","UN",140344.81,"$ 112.445,64","$ 1.908,05","$ 21.260,77","$ 4.730,35","$ 0,00"]
[10064,"Dispensador papel higienico 200/400 con llave **","UN",58307.46,"$ 5.029,86","$ 3.353,22","$ 49.924,38","$ 0,00","$ 0,00"]
[10065,"Dispensador papel higienico 400 cal 304 **","UN",205508.07,"$ 184.816,04","$ 1.234,17","$ 19.457,86","$ 0,00","$ 0,00"]
[10063,"Dispensador papel higienico acero inoxidable **","UN",216115.16,"$ 187.987,52","$ 1.379,96","$ 26.747,68","$ 0,00","$ 0,00"]
[10695,"Dispensador toallas de papel acero inoxid **","UN",195663.83,"$ 187.720,04","$ 984,20","$ 6.959,59","$ 0,00","$ 0,00"]
[20648,"DISPOSICION FINAL ASBESTO CEMENTO (CARGUE + TRANSPORTE)","KG",1335.96,"$ 0,00","$ 0,00","$ 1.335,96","$ 0,00","$ 0,00"]
[13472,"DISTANCIADOR EN ACERO PARA VIDRIOS(1\"X 3.5CM)SUM+I","UN",7948.7,"$ 0,00","$ 592,30","$ 5.922,96","$ 1.433,44","$ 0,00"]
[14303,"Diván Tapizado (suministro)","??",0,"$ 0,00","$ 0,00","$ 0,00","$ 0,00","$ 0,00"]
[12602,"DIVIS.ALUMINIOPISO-TECHO(Vidrio+SandBlast)","M2",0,"$ 0,00","$ 0,00","$ 0,00","$ 0,00","$ 0,00"]
[409,"DIVISION ALUMINIO LAMINA PLAST(ACRILICA)SUM+INST","M2",0,"$ 0,00","$ 0,00","$ 0,00","$ 0,00","$ 0,00"]
[411,"DIVISION ALUMINIO VIDRIO TEMPLADO sandblast 10mm","M2",5193.72,"$ 0,00","$ 0,00","$ 5.193,72","$ 0,00","$ 0,00"]
[13164,"DIVISION BAÑO VIDRIO TEMPL. 2 FIJOS 2 PUERTAS **","UN",0,"$ 0,00","$ 0,00","$ 0,00","$ 0,00","$ 0,00"]
[13161,"DIVISION BAÑO VIDRIO TEMPL. 5 FIJOS 3 PUERTAS **","UN",0,"$ 0,00","$ 0,00","$ 0,00","$ 0,00","$ 0,00"]
[15710,"DIVISION DE MADERA .90X.60 (suministro+instalacio)","UN",0,"$ 0,00","$ 0,00","$ 0,00","$ 0,00","$ 0,00"]
[12305,"División en vidrio para sanitario 6mm **","M2",5193.72,"$ 0,00","$ 0,00","$ 5.193,72","$ 0,00","$ 0,00"]
[13175,"División media alt. mixta (paño vidrio) h=1.65 **","M2",0,"$ 0,00","$ 0,00","$ 0,00","$ 0,00","$ 0,00"]
[12579,"Division Modul.MixtaH=1.0m.paño+vidrio4mm(Sum+Inst","M2",0,"$ 0,00","$ 0,00","$ 0,00","$ 0,00","$ 0,00"]
[12586,"Division ModularPisoTechoPanel Mixto+Sanblast(S+I)","M2",0,"$ 0,00","$ 0,00","$ 0,00","$ 0,00","$ 0,00"]
[13162,"DIVISION ORINAL BAÑO VIDRIO TEMPLADO (SUM.INST) **","UN",0,"$ 0,00","$ 0,00","$ 0,00","$ 0,00","$ 0,00"]
[18728,"División Orinal Cantiliver (148x46cm) acero inox","UN",435861.48,"$ 434.394,18","$ 28,77","$ 1.438,53","$ 0,00","$ 0,00"]
[13192,"División vidrio 8mm sandbl. 1mont 3 fijos 1 puerta","UN",0,"$ 0,00","$ 0,00","$ 0,00","$ 0,00","$ 0,00"]
[14751,"DIVISION VIDRIO TEMPLADO incoloro 10mm  SquashUDS","M2",5193.72,"$ 0,00","$ 0,00","$ 5.193,72","$ 0,00","$ 0,00"]
[11887,"DivisiónBañoLam12mm(herrajAceInox(1.80m)CefeCometa","M2",1078594.07,"$ 1.074.779,08","$ 74,80","$ 3.740,19","$ 0,00","$ 0,00"]
[14559,"DIVISIONES ACERO INOX. EN CANT. ORINALES BAÑOS","UN",229957.41,"$ 229.957,41","$ 0,00","$ 0,00","$ 0,00","$ 0,00"]
[13092,"DIVISIONES ACERO INOX. EN CANTILEVER BAÑOS **","M2",638770.57999999996,"$ 638.770,58","$ 0,00","$ 0,00","$ 0,00","$ 0,00"]
[18729,"Divisiones acero inox.Cal20cantilever baños(sum+In","M2",640268.06999999995,"$ 638.800,77","$ 28,77","$ 1.438,53","$ 0,00","$ 0,00"]
[17802,"Divisiones acero inoxidable Cal20  en cantilever para baños(suministro+Instalación)","M2",641242.42000000004,"$ 638.796,91","$ 47,95","$ 2.397,56","$ 0,00","$ 0,00"]
[16546,"Divisiones en Uglass de 26 Cm, E=6 mm en Cámara","M2",110659.12,"$ 56.466,50","$ 8.204,47","$ 44.913,07","$ 1.075,08","$ 0,00"]
[16547,"Divisiones en Uglass de 26 Cm, E=6 mm en Greca","M2",60319.48,"$ 37.143,31","$ 3.403,59","$ 19.199,19","$ 573,38","$ 0,00"]
[12222,"Divisiones media altura en vidrio-paño **","M2",0,"$ 0,00","$ 0,00","$ 0,00","$ 0,00","$ 0,00"]
[16872,"Divisiones metalicas baño acero inoxidable Cal.18","M2",863311.9,"$ 414.664,82","$ 30.569,96","$ 308.034,42","$ 0,00","$ 110.042,70"]
[11420,"Divisiones metalicas baño acero inoxidable**","M2",860231.56,"$ 411.584,48","$ 30.569,96","$ 308.034,42","$ 0,00","$ 110.042,70"]
[18727,"Divisiones metalicas baño acero inoxidaCal.18CDRC","M2",789985.29,"$ 383.820,05","$ 33.915,09","$ 328.731,52","$ 0,00","$ 43.518,63"]
[10604,"Divisiones metalicas baño cal16 electroestatica**","M2",638858.11,"$ 219.085,83","$ 30.569,96","$ 308.034,42","$ 0,00","$ 81.167,90"]
[12221,"Divisiones piso techo en vidrio-paño(Sum+Inst) **","M2",0,"$ 0,00","$ 0,00","$ 0,00","$ 0,00","$ 0,00"]
[12578,"DivisionMediaAlturaH=1.20Mpaño color(Sum+inst)","M2",0,"$ 0,00","$ 0,00","$ 0,00","$ 0,00","$ 0,00"]
[12581,"DivisiónModul.MixtaH=2.2m.paño+vidrio4mm+Sanblast.","M2",0,"$ 0,00","$ 0,00","$ 0,00","$ 0,00","$ 0,00"]
[19144,"DivisiónSanit.CompactTipoPanelex Ref.MediterCOMETA","M2",1144954.2,"$ 1.075.413,24","$ 3.334,31","$ 66.206,66","$ 0,00","$ 0,00"]
[17752,"Domo Antivandálico 3 MP@20fps (SUMI INST)","UN",90004.46,"$ 0,00","$ 15.311,96","$ 74.692,50","$ 0,00","$ 0,00"]
[13206,"Domo circular acrílico 3mm D=0.76 (sum e inst) **","UN",0,"$ 0,00","$ 0,00","$ 0,00","$ 0,00","$ 0,00"]
[868,"DOMO CIRCULAR D=0.80 Cristacr.","UN",53816.5,"$ 25.874,41","$ 0,00","$ 27.942,09","$ 0,00","$ 0,00"]
[214,"DOMO CIRCULAR D=1.10 Cristacr.","UN",82757.2,"$ 58.212,40","$ 0,00","$ 24.544,80","$ 0,00","$ 0,00"]
[869,"DOMO CUADRADO BURBUJA (0.65x0.65)","UN",50251.93,"$ 25.707,13","$ 0,00","$ 24.544,80","$ 0,00","$ 0,00"]
[870,"DOMO CUADRADO BURBUJA (1.17x1.17)","UN",65510.94,"$ 40.966,14","$ 0,00","$ 24.544,80","$ 0,00","$ 0,00"]
[871,"DOMO CUADRADO DIAMANTE(0.65x0.65)","UN",50251.93,"$ 25.707,13","$ 0,00","$ 24.544,80","$ 0,00","$ 0,00"]
[872,"DOMO CUADRADO DIAMANTE(1.17x1.17)","UN",60286.879999999997,"$ 35.742,08","$ 0,00","$ 24.544,80","$ 0,00","$ 0,00"]
[14402,"DOMO RECTANGULAR BURBUJA (0.80x1.10)(instal)","UN",60119.6,"$ 35.574,80","$ 0,00","$ 24.544,80","$ 0,00","$ 0,00"]
[873,"DOMO RECTANGULAR BURBUJA (0.80x1.10)(sum+instal)","UN",60119.6,"$ 35.574,80","$ 0,00","$ 24.544,80","$ 0,00","$ 0,00"]
[13843,"DOTACION ABDOMINALES ADULTOS/MAYORES-DISEÑ-IDRD(S+","UN",2270028.7200000002,"$ 2.184.725,21","$ 4.901,41","$ 68.481,05","$ 11.921,07","$ 0,00"]
[13844,"DOTACION BARRAS ADULTOS/MAYORES-DISEÑ-IDRD(S+","UN",2396233.2200000002,"$ 2.239.293,42","$ 7.960,22","$ 125.137,48","$ 23.842,14","$ 0,00"]
[13840,"DOTACION CAMINADOR ADULTOS/MAYORES-DISEÑ-IDRD(S+In","UN",2323120.1,"$ 2.219.100,30","$ 5.153,34","$ 70.473,99","$ 28.392,46","$ 0,00"]
[13838,"DOTACION FLEXION PIERNAS ADULTOS/MAYORES-DISEÑO ID","UN",3209947.08,"$ 3.087.601,29","$ 6.028,41","$ 99.925,94","$ 16.391,47","$ 0,00"]
[13841,"DOTACION GIRO CADERA ADULTOS/MAYORES-DISEÑ-IDRD(S+","UN",2646898.3199999998,"$ 2.548.071,30","$ 5.577,25","$ 64.857,30","$ 28.392,46","$ 0,00"]
[13845,"DOTACION GIRO MANOS ADULTOS/MAYORES-DISEÑ-IDRD(S+i","UN",2228005.7999999998,"$ 2.139.045,59","$ 5.240,58","$ 64.002,64","$ 19.716,98","$ 0,00"]
[14359,"DOTACION PENDULO ADULTOS/MAYORES-DISEÑ-IDRD(Sumn.)","UN",2077740.1,"$ 1.973.720,30","$ 5.153,34","$ 70.473,99","$ 28.392,46","$ 0,00"]
[13842,"DOTACION PLATAFORMA ADULTOS/MAYORES-DISEÑ-IDRD(S+I","UN",259023.72,"$ 173.720,21","$ 4.901,41","$ 68.481,05","$ 11.921,07","$ 0,00"]
[13394,"Dovela en grouting 3000psi**","ML",9504.06,"$ 2.378,83","$ 139,71","$ 6.985,52","$ 0,00","$ 0,00"]
[13730,"DOVELAS (0.08x0.08m)+ Refuerzo","ML",9220.51,"$ 5.145,19","$ 354,58","$ 3.545,77","$ 174,97","$ 0,00"]
[15180,"DPS (TVSS) CATEG. - A  PARA 25 KA (120/208V)SUM+IN","UN",92132.33,"$ 0,00","$ 1.806,52","$ 90.325,81","$ 0,00","$ 0,00"]
[13352,"DPS TIPO C 208/120V-5 HILOS-809KA/FASE40KA NEUTRO","UN",860141.42,"$ 709.540,49","$ 2.952,96","$ 147.647,97","$ 0,00","$ 0,00"]
[15630,"DPS TIPO C 440/277V-5 HILOS/FASE20KA","UN",1693943.59,"$ 1.671.145,00","$ 1.085,65","$ 21.712,94","$ 0,00","$ 0,00"]
[12540,"DRYWALL 1/2 **","M2",35468.6,"$ 15.940,20","$ 0,00","$ 19.528,40","$ 0,00","$ 0,00"]
[13786,"DRYWALL YESO 1/2 -2 CARAS (INCLUYE PINTURA)","M2",72119.570000000007,"$ 44.518,56","$ 0,00","$ 27.601,01","$ 0,00","$ 0,00"]
[14038,"DUCHA ANTIBANDALICA  CROMADA(VALV+BOTON)DOCOL","UN",420818.1,"$ 375.373,01","$ 2.164,05","$ 43.281,04","$ 0,00","$ 0,00"]
[13463,"DUCHA ANTIVANDALICA  CIERRE AUTOMATICO.","UN",482127.03,"$ 418.503,91","$ 3.029,67","$ 60.593,45","$ 0,00","$ 0,00"]
[14945,"DUCHA ANTIVANDALICA + BORDILLO EN  LADRIILLO","UN",497301.51,"$ 433.216,64","$ 3.066,42","$ 61.018,44","$ 0,00","$ 0,00"]
[453,"DUCHA ANTIVANDALICA COMPLETA","UN",470459,"$ 417.863,00","$ 0,00","$ 52.596,00","$ 0,00","$ 0,00"]
[10687,"Ducha Antivandalica Completa **","UN",455495.51,"$ 417.863,00","$ 0,00","$ 37.632,51","$ 0,00","$ 0,00"]
[14730,"DUCHA CON MEZCLADOR+TUB PVC Y CPVC (Sum+ins)","UN",265760.09000000003,"$ 182.141,13","$ 3.981,86","$ 79.637,10","$ 0,00","$ 0,00"]
[450,"DUCHA GRIVAL Mezcl.ELITE","UN",52596,"$ 0,00","$ 0,00","$ 52.596,00","$ 0,00","$ 0,00"]
[448,"DUCHA GRIVAL REGAD.VENECIANA","UN",52596,"$ 0,00","$ 0,00","$ 52.596,00","$ 0,00","$ 0,00"]
[452,"DUCHA LOIRA C/BA¥ERA    GRIVAL","UN",52596,"$ 0,00","$ 0,00","$ 52.596,00","$ 0,00","$ 0,00"]
[449,"DUCHA LOIRA EUROPA S/BA¥ GRIVA","UN",52596,"$ 0,00","$ 0,00","$ 52.596,00","$ 0,00","$ 0,00"]
[16482,"DUCHA MONOCON+TELEDUCHA ANTIVANDALICA (Sum+Inst)","UN",533803.02,"$ 503.306,51","$ 597,97","$ 29.898,54","$ 0,00","$ 0,00"]
[15344,"Ducto Afloramiento media tension Ø6\" (L=9 m)+tierr","UN",4229626.58,"$ 4.052.449,02","$ 3.474,07","$ 173.703,49","$ 0,00","$ 0,00"]
[535,"DUCTO CABLE ANTENA T.V. (PVC)","UN",144018.06,"$ 90.633,12","$ 2.542,14","$ 50.842,80","$ 0,00","$ 0,00"]
[536,"DUCTO CABLE ANTENA TV (C.N.)","UN",144018.06,"$ 90.633,12","$ 2.542,14","$ 50.842,80","$ 0,00","$ 0,00"]
[12231,"Ducto división piso-techo cal 22 pint elect 12.5x4","ML",102753.69,"$ 80.033,27","$ 1.876,00","$ 20.844,42","$ 0,00","$ 0,00"]
[10285,"Ducto electrico Liviano PVC 4\" con excavac **","ML",47313.82,"$ 17.406,36","$ 745,70","$ 18.985,26","$ 10.176,50","$ 0,00"]
[10286,"Ducto electrico PVC TDP 4\" sin excavac **","ML",27931.62,"$ 21.305,47","$ 216,28","$ 6.409,88","$ 0,00","$ 0,00"]
[10330,"DUCTO ELECTRICO TIPO DB 2\"","ML",27481.35,"$ 11.535,37","$ 312,67","$ 15.633,31","$ 0,00","$ 0,00"]
[18778,"DUCTO EMT 1XØ1\"","ML",56841.87,"$ 25.594,80","$ 1.207,67","$ 16.102,31","$ 13.937,09","$ 0,00"]
[18780,"DUCTO EMT 1XØ2\"","ML",70750.720000000001,"$ 44.149,35","$ 1.207,67","$ 16.102,31","$ 9.291,39","$ 0,00"]
[18776,"DUCTO EMT 1XØ3/4\"","ML",42053.61,"$ 15.452,24","$ 1.207,67","$ 16.102,31","$ 9.291,39","$ 0,00"]
[17629,"DUCTO EMT DE 1 1/4\" INCLUYE ACCESORIOS DE FIJACION","ML",20417.060000000001,"$ 9.979,22","$ 15,63","$ 10.422,21","$ 0,00","$ 0,00"]
[17633,"DUCTO EN LÁMINA DE ACERO CR CALIBRE 14 +ACCESORIOS","ML",35140.22,"$ 347,41","$ 52,11","$ 34.740,70","$ 0,00","$ 0,00"]
[15232,"DUCTO FIBRA VIDRIO RIGIDA CON REVEST INTERIOR EN MALLA TEXTIL EN FIBRA VIDRI REFORZADA  CEFE COMETAS","M2",67401.070000000007,"$ 39.380,86","$ 2.377,88","$ 23.778,86","$ 1.863,47","$ 0,00"]
[18743,"Ducto Lamina galv  Cal 22  Sum + Instal","M2",78245.710000000006,"$ 27.366,63","$ 2.258,99","$ 45.179,83","$ 3.440,26","$ 0,00"]
[18744,"Ducto Lamina galv  Cal 24  Sum + Instal","M2",68563.679999999993,"$ 27.283,40","$ 1.842,86","$ 36.857,23","$ 2.580,19","$ 0,00"]
[18739,"Ducto Lamina galv flanchada Cal 18  Sum + Instal","M2",107392.76,"$ 27.763,15","$ 3.245,81","$ 64.916,28","$ 11.467,52","$ 0,00"]
[11527,"DUCTO PVC 1\"  CABLE UTP. (PVC)","ML",16948.16,"$ 5.895,41","$ 526,32","$ 10.526,43","$ 0,00","$ 0,00"]
[17627,"DUCTO PVC DE 1 1/4\" TIPO PESADO","ML",5271.03,"$ 52,11","$ 7,82","$ 5.211,10","$ 0,00","$ 0,00"]
[3738,"DUCTO VERTICAL 30X8","ML",102753.69,"$ 80.033,27","$ 1.876,00","$ 20.844,42","$ 0,00","$ 0,00"]
[50,"DUCTOS ELECTRICOS A.C. 4\"","ML",79674.600000000006,"$ 505,36","$ 0,00","$ 79.169,24","$ 0,00","$ 0,00"]
[51,"DUCTOS ELECTRICOS PVC 3\"","ML",38557.160000000003,"$ 16.051,02","$ 0,00","$ 22.506,14","$ 0,00","$ 0,00"]
[250,"DURACUSTIC 5/8\"          FGLAS","M2",38960.400000000001,"$ 29.610,00","$ 0,00","$ 9.350,40","$ 0,00","$ 0,00"]
[888,"DURACUSTIC ROCKS 121x60       FGLAS","M2",38376,"$ 29.610,00","$ 0,00","$ 8.766,00","$ 0,00","$ 0,00"]
[13223,"Duro Panel prefabricado concreto e=0.10m**","M2",89649.65,"$ 0,00","$ 0,00","$ 85.492,67","$ 4.156,98","$ 0,00"]
[16650,"DUROPISO BLANCO 34 X 34 Tráfico Comercl moderado","M2",80875.039999999994,"$ 57.025,46","$ 1.135,69","$ 22.713,89","$ 0,00","$ 0,00"]
[16659,"DUROPISO BLANCO 34 X 34Tráfi.Moderado(A=0.40m)","ML",37280.19,"$ 24.373,79","$ 614,59","$ 12.291,81","$ 0,00","$ 0,00"]
[14956,"DUROPISO GRANILLA BLANCA 30,5 X 30,5 ALFA","M2",31524.1,"$ 7.473,84","$ 1.135,69","$ 22.713,89","$ 200,68","$ 0,00"]
[18900,"DVR  32 CANALES   PAL: 1080P@25fps","UN",449975.89,"$ 0,00","$ 4.013,40","$ 445.933,20","$ 29,29","$ 0,00"]
[18150,"ECALERA-SIST-DET-VERTICAL sum+inst CRDC-Piscinas","UN",0,"$ 0,00","$ 0,00","$ 0,00","$ 0,00","$ 0,00"]
[17497,"ELECTRODO DE COBRE DE 5/8\" X 2,4 m Cu","UN",285393.55,"$ 198.411,52","$ 130,28","$ 86.851,75","$ 0,00","$ 0,00"]
[17780,"Electroimán de 600 lb (SUMI INST)","UN",3734.63,"$ 0,00","$ 260,56","$ 3.474,07","$ 0,00","$ 0,00"]
[18976,"Electroimán de 600 lb CDRC Cometas","UN",421687.3,"$ 394.329,00","$ 1.302,78","$ 26.055,52","$ 0,00","$ 0,00"]
[18606,"ELEMENTOS EN MAMPOSTERIA Insumo Global CDRC","??",0,"$ 0,00","$ 0,00","$ 0,00","$ 0,00","$ 0,00"]
[10112,"ElementRemate conc 3000psi con refuerz a=0.5 **","ML",83272.149999999994,"$ 40.785,55","$ 3.575,72","$ 37.265,63","$ 1.645,26","$ 0,00"]
[712,"ELEVADOR GAS ½\"","UN",2388.48,"$ 635,28","$ 0,00","$ 1.753,20","$ 0,00","$ 0,00"]
[18649,"ELEVADOR RED MEDIA PRESION","UN",12438.23,"$ 0,00","$ 592,30","$ 11.845,93","$ 0,00","$ 0,00"]
[10577,"Embalaje y almacenamiento luminarias HID","UN",24481.01,"$ 8.192,86","$ 1.480,74","$ 14.807,41","$ 0,00","$ 0,00"]
[10431,"EmboquilladoSello  junta con mortero **","ML",5583.97,"$ 353,11","$ 102,57","$ 5.128,29","$ 0,00","$ 0,00"]
[10901,"EmboquilladoSello junta contracc sikaflex  **","ML",11401.54,"$ 10.688,26","$ 20,78","$ 692,50","$ 0,00","$ 0,00"]
[10432,"EmboquilladoSello junta sikaflex y sikarod 2.2mm *","ML",78449.11,"$ 72.350,81","$ 119,57","$ 5.978,73","$ 0,00","$ 0,00"]
[10914,"EmboquilladoSello juntaExpansSikaflex+SikaRod 2cm","ML",166051.54999999999,"$ 164.597,31","$ 69,25","$ 1.384,99","$ 0,00","$ 0,00"]
[12280,"Embudos de Drenaje  (inc. Rejilla cúpula 6X4\")**","ML",62786.22,"$ 46.324,05","$ 1.045,34","$ 15.416,83","$ 0,00","$ 0,00"]
[324,"EMEFLEX COLORES INTENSOS","M2",17532,"$ 0,00","$ 0,00","$ 17.532,00","$ 0,00","$ 0,00"]
[325,"EMEFLEX NEGRO","M2",14077.88,"$ 7.758,85","$ 0,00","$ 6.319,03","$ 0,00","$ 0,00"]
[810,"EMPALME AEREO DE 20 PARES","UN",58364.38,"$ 0,00","$ 2.779,26","$ 55.585,12","$ 0,00","$ 0,00"]
[10802,"Empalme drenajes a sumidero**","UN",267690.46000000002,"$ 26.858,05","$ 4.684,57","$ 234.228,36","$ 1.919,47","$ 0,00"]
[14122,"Empalme en Derivación (91B1) Juego x 2 unidades","JGO",212213.6,"$ 157.497,00","$ 2.605,55","$ 52.111,05","$ 0,00","$ 0,00"]
[11204,"Empalme Resina 1*4 - Suministro e Instalacion","JGO",206741.94,"$ 157.497,00","$ 2.345,00","$ 46.899,94","$ 0,00","$ 0,00"]
[15672,"Empalme Resina 91B1(1*4)  Suministro e Instalac.","JGO",275902.84000000003,"$ 184.708,50","$ 4.342,59","$ 86.851,75","$ 0,00","$ 0,00"]
[11723,"EMPALME RESINA SUMERGIBLE","JGO",174328.87,"$ 157.497,00","$ 330,04","$ 16.501,83","$ 0,00","$ 0,00"]
[809,"EMPALME Y CANALIZACION      200PARES","UN",58364.38,"$ 0,00","$ 2.779,26","$ 55.585,12","$ 0,00","$ 0,00"]
[11371,"Empaque y Disposición- Arena con Fibra Polipropil","UN",1828.55,"$ 1.014,00","$ 23,72","$ 790,83","$ 0,00","$ 0,00"]
[12165,"Empradiz. zonas canchas(Humus+tierra+arena+pasto)","M2",28709.32,"$ 16.418,39","$ 260,87","$ 10.046,40","$ 949,65","$ 1.034,00"]
[15914,"Empradización (Cesped,sacapantas 1.5mt, (M.O+Herr)","M2",6748.36,"$ 6.624,88","$ 14,58","$ 108,89","$ 0,00","$ 0,00"]
[12453,"Empradización (Cesped,sacapantas, M.O, Herrnta)","M2",10296.06,"$ 8.700,87","$ 47,33","$ 323,92","$ 189,93","$ 1.034,00"]
[10854,"Empradizacion canchas y zonas especiales sin pasto","M2",22505.16,"$ 3.885,70","$ 721,82","$ 10.840,06","$ 4.985,64","$ 2.071,93"]
[10395,"Empradizacion con Biotex para laderas **","M2",40294.69,"$ 24.856,07","$ 651,14","$ 10.893,94","$ 3.893,54","$ 0,00"]
[10019,"Empradizacion con ecomatrix para laderas **","M2",49662.46,"$ 30.807,07","$ 1.084,13","$ 13.307,93","$ 4.463,33","$ 0,00"]
[13516,"Empradizacion de Adoquinado con semiilla ray-grass","M2",14487.19,"$ 8.154,36","$ 302,29","$ 6.030,54","$ 0,00","$ 0,00"]
[10769,"Empradizacion ecomatrix ladera anclaj cerco sintet","M2",49895.47,"$ 29.354,27","$ 651,14","$ 15.996,52","$ 3.893,54","$ 0,00"]
[10768,"Empradizacion ecomatrix ladera anclaj repisa sinte","M2",50248.27,"$ 29.707,07","$ 651,14","$ 15.996,52","$ 3.893,54","$ 0,00"]
[12671,"Empradizacion grama con semiilla ray-grass **","M2",17626.03,"$ 10.298,25","$ 912,64","$ 3.404,76","$ 3.010,39","$ 0,00"]
[18330,"Empradización Grama Con semilla Cubierta Verde","M2",155969.96,"$ 101.149,99","$ 3.476,53","$ 46.417,76","$ 4.925,70","$ 0,00"]
[18303,"Empradización Grama Con semilla Taludes Exteriores","M2",21205.279999999999,"$ 11.405,51","$ 1.155,75","$ 4.862,22","$ 3.781,81","$ 0,00"]
[10569,"Empradizacion sencilla cespedon pasto kikuyo + Tierra","M2",10008.66,"$ 9.368,46","$ 12,55","$ 627,65","$ 0,00","$ 0,00"]
[12670,"Empradizacion sencilla cespedon pasto kikuyo + Tierra + 3 podas de matenimiento + riego ","M2",12417.11,"$ 10.504,94","$ 60,15","$ 1.282,23","$ 569,79","$ 0,00"]
[16620,"Empradizacion zona verd a recuperar (5cmTierra)STP","M2",24469.94,"$ 17.409,23","$ 261,45","$ 6.229,47","$ 569,79","$ 0,00"]
[10725,"Empradizacion zonas de prestamo sin sum de pasto *","M2",10496.27,"$ 2.340,16","$ 247,25","$ 7.040,32","$ 569,79","$ 298,75"]
[16699,"Empradizacion zonas verdes (5cmTierra)A=30.000M2","M2",20843.09,"$ 17.102,66","$ 74,09","$ 3.666,34","$ 0,00","$ 0,00"]
[10289,"Empradizacion zonas verdes a recuperar taludes **","M2",40294.69,"$ 24.856,07","$ 651,14","$ 10.893,94","$ 3.893,54","$ 0,00"]
[12723,"Empradizacion zonas verdesa recuperar (5cmTierra)","M2",20641.599999999999,"$ 16.480,66","$ 89,64","$ 3.881,37","$ 189,93","$ 0,00"]
[10729,"EmpradizacionCancha y ZonasEspeciales sin pasto**","M2",20421.400000000001,"$ 6.917,18","$ 675,05","$ 9.904,58","$ 949,65","$ 1.974,93"]
[11151,"EmpradizacionCanchas y zonasEspeciales**","M2",33778.94,"$ 19.301,80","$ 652,01","$ 11.841,47","$ 949,65","$ 1.034,00"]
[10020,"EmpradizacionCanchas y zonasEspeciales+capaMezcl**","M2",41417.199999999997,"$ 26.030,60","$ 695,32","$ 12.707,62","$ 949,65","$ 1.034,00"]
[16014,"Encamisado 12\" - 8.3mm ruptura tuberia drenaje Com","ML",166701.68,"$ 2.487,50","$ 30.457,82","$ 116.425,36","$ 17.331,00","$ 0,00"]
[10104,"Encamisado de pilotes en lamina cal 24 **","ML",366485.1,"$ 2.487,50","$ 31.563,58","$ 276.365,84","$ 11.870,55","$ 44.197,63"]
[11585,"encamisado o recalce column  3000psi**","M3",645106.55000000005,"$ 141.811,39","$ 119.412,25","$ 382.687,60","$ 1.195,31","$ 0,00"]
[11406,"encamisado o recalce column  4500psi**","M3",646613.37,"$ 143.318,20","$ 119.412,25","$ 382.687,60","$ 1.195,31","$ 0,00"]
[11580,"Encamisado o recalce column 60*180a80*275 3000psi*","M3",438595.26,"$ 76.981,68","$ 84.086,89","$ 276.677,12","$ 849,58","$ 0,00"]
[11402,"encamisado o recalce column 60*180a80*275 4500psi*","M3",440107.91,"$ 78.494,33","$ 84.086,89","$ 276.677,12","$ 849,58","$ 0,00"]
[11581,"encamisado o recalce column 60*90a80*110 3000psi**","M3",755313.01,"$ 138.501,63","$ 111.248,95","$ 504.433,14","$ 1.129,29","$ 0,00"]
[11401,"encamisado o recalce column 60*90a80*110 4500psi**","M3",757029.04,"$ 140.217,66","$ 111.248,95","$ 504.433,14","$ 1.129,29","$ 0,00"]
[10852,"encamisado o recalce columna 20*20a30*30 3000psi**","M3",1063435.3700000001,"$ 340.773,89","$ 368.497,21","$ 351.654,74","$ 2.509,54","$ 0,00"]
[11582,"encamisado o recalce columna 20*20a30*30 3000psi**","M3",1147553.78,"$ 341.334,17","$ 407.400,36","$ 395.342,49","$ 3.476,75","$ 0,00"]
[11403,"encamisado o recalce columna 20*20a30*30 4500psi**","M3",1149587.5900000001,"$ 343.367,98","$ 407.400,36","$ 395.342,49","$ 3.476,75","$ 0,00"]
[11586,"encamisado o recalce vigas cara lateral  3000psi**","M3",1186888.1599999999,"$ 415.226,22","$ 504.083,19","$ 265.835,15","$ 1.743,60","$ 0,00"]
[11587,"encamisado o recalce vigas en U 3000psi*","M3",1318860.3500000001,"$ 484.020,86","$ 552.548,11","$ 280.547,78","$ 1.743,60","$ 0,00"]
[12651,"encamisado o recalce vigas en U 4500psi*","M3",1317435.76,"$ 484.020,86","$ 565.839,69","$ 265.831,61","$ 1.743,60","$ 0,00"]
[11583,"encamisado o recalceColumn 60*120a80*140 3000psi**","M3",512794.65,"$ 132.299,71","$ 94.882,07","$ 284.588,14","$ 1.024,73","$ 0,00"]
[11404,"encamisado o recalceColumn 60*120a80*140 4500psi**","M3",514002.23,"$ 133.507,29","$ 94.882,07","$ 284.588,14","$ 1.024,73","$ 0,00"]
[11584,"encamisado o recalceColumn115*115a125*125 3000ps**","M3",478870.08,"$ 123.889,25","$ 78.057,58","$ 276.086,74","$ 836,51","$ 0,00"]
[11405,"encamisado o recalceColumn115*115a125*125 4500ps**","M3",479759.87,"$ 124.779,04","$ 78.057,58","$ 276.086,74","$ 836,51","$ 0,00"]
[16016,"Encamisado para Inyección de mezcla tubo metal 4\"","UN",38629.019999999997,"$ 2.295,36","$ 2.316,43","$ 34.017,23","$ 0,00","$ 0,00"]
[14184,"Encamizado 2500psi tub domiciliaria AN 6\" gres","ML",45505.78,"$ 28.877,24","$ 791,84","$ 15.836,70","$ 0,00","$ 0,00"]
[381,"ENCHAPE  PARED  (35x25cm)","M2",40788.519999999997,"$ 25.207,35","$ 0,00","$ 15.581,17","$ 0,00","$ 0,00"]
[17266,"ENCHAPE ACUSTI MUROSPANEL REFSLIT ACO CDRC Sum+Ins","M2",0,"$ 0,00","$ 0,00","$ 0,00","$ 0,00","$ 0,00"]
[19315,"ENCHAPE ACUSTICO PARA MUROS EN PANEL CEFE COMETAS","M2",603437.71,"$ 489.095,06","$ 5.455,62","$ 108.887,04","$ 0,00","$ 0,00"]
[925,"ENCHAPE BALTICO AZUL (25x35 CM)","M2",33057.21,"$ 6.658,48","$ 0,00","$ 26.398,74","$ 0,00","$ 0,00"]
[11679,"ENCHAPE BLANCO BRILL. MURO 20.5*30.5  CRNA","M2",27488.95,"$ 7.411,94","$ 2.388,05","$ 17.688,96","$ 0,00","$ 0,00"]
[11680,"ENCHAPE BLANCO BRILL. TECHO 20.5*30.5  CRNA","M2",38000.39,"$ 7.411,94","$ 2.888,59","$ 27.699,86","$ 0,00","$ 0,00"]
[13419,"ENCHAPE BLANCO BRILLANTE  25X40","M2",52186.7,"$ 32.158,67","$ 940,06","$ 18.801,28","$ 286,69","$ 0,00"]
[143,"ENCHAPE BORDE PLACA e=.40  T/FINO STA/FE","ML",21316.2,"$ 5.175,42","$ 316,49","$ 15.824,28","$ 0,00","$ 0,00"]
[11121,"Enchape canal  tablilla \"L\" Moore **","ML",22514.43,"$ 3.933,35","$ 2.898,43","$ 15.682,65","$ 0,00","$ 0,00"]
[15186,"Enchape cara Muro Contenc.H=0.24m(Lad.Regilla)","ML",24754.2,"$ 7.832,29","$ 784,11","$ 16.137,78","$ 0,00","$ 0,00"]
[10328,"Enchape cenefa anden de concreto en adoquin **","ML",13128.22,"$ 5.175,42","$ 59,63","$ 7.893,17","$ 0,00","$ 0,00"]
[13881,"Enchape cenefa anden de concreto en adoquin **","M2",41279.949999999997,"$ 17.594,92","$ 2.362,59","$ 21.322,44","$ 0,00","$ 0,00"]
[9013,"ENCHAPE CERÁMICA ALFA LISA BLANCA Fontanar **","M2",0,"$ 0,00","$ 0,00","$ 0,00","$ 0,00","$ 0,00"]
[11966,"ENCHAPE CERÁMICA ALFA LISA BLANCA Fontanar **","M2",25597.439999999999,"$ 4.528,23","$ 0,00","$ 21.069,21","$ 0,00","$ 0,00"]
[14944,"ENCHAPE CERAMICA PARED ALFA LISA BLANCO 20 X 30","M2",29666.639999999999,"$ 5.616,38","$ 1.135,69","$ 22.713,89","$ 200,68","$ 0,00"]
[12798,"ENCHAPE COLUMNA D=0.6M  LAMINA ACERO INOX. Cal.20","M2",343330.23,"$ 0,00","$ 117.520,49","$ 225.809,74","$ 0,00","$ 0,00"]
[10900,"Enchape con piedra Laja  sin estructura**","M2",99790.67,"$ 59.299,55","$ 1.253,84","$ 39.237,29","$ 0,00","$ 0,00"]
[403,"ENCHAPE DE MURO EN TRIPLEX ANDES","M2",18351.37,"$ 8.754,46","$ 188,17","$ 9.408,74","$ 0,00","$ 0,00"]
[320,"ENCHAPE DE MURO EN TRIPLEX CORRIENTE","M2",18351.37,"$ 8.754,46","$ 188,17","$ 9.408,74","$ 0,00","$ 0,00"]
[383,"ENCHAPE EGEO 20 x20 CORONA (Sum+Inst)","M2",30541.55,"$ 6.565,40","$ 2.179,65","$ 21.796,50","$ 0,00","$ 0,00"]
[18580,"ENCHAPE EGEO 20.5x20,5 CORONA (Sum+Inst) *CRD","M2",32232.36,"$ 6.803,05","$ 2.322,66","$ 23.106,65","$ 0,00","$ 0,00"]
[15255,"ENCHAPE ELITE PARED MACAEL 30x20 ITALIA <0.6m","ML",32052.95,"$ 16.235,68","$ 0,00","$ 15.817,27","$ 0,00","$ 0,00"]
[17264,"ENCHAPE EN CERAMICA COLOR BLANCO FORMATO 30x60 REF","M2",35694.86,"$ 11.003,25","$ 1.177,65","$ 23.313,28","$ 200,68","$ 0,00"]
[17263,"ENCHAPE EN CERAMICA RECTIFICADA 25x25 REF. TICINO","M2",35494.18,"$ 11.003,25","$ 1.177,65","$ 23.313,28","$ 0,00","$ 0,00"]
[18433,"ENCHAPE EN CERAMICA RECTIFICADA 25x25 TICINO verde","M2",79804.17,"$ 55.313,24","$ 1.177,65","$ 23.313,28","$ 0,00","$ 0,00"]
[13685,"ENCHAPE EN CRISTANAC (A=0.10m)","ML",25681.119999999999,"$ 3.529,24","$ 2.013,81","$ 20.138,07","$ 0,00","$ 0,00"]
[14440,"ENCHAPE EN CRISTANAC (MOSAICO CRISTCOLOR 30X30CM)","M2",40595.5,"$ 10.102,42","$ 1.463,47","$ 29.029,61","$ 0,00","$ 0,00"]
[15490,"ENCHAPE EN CRISTANAC (MOSAICO CRISTCOLOR 30X30CM)","ML",31731.57,"$ 1.879,84","$ 1.421,51","$ 28.430,22","$ 0,00","$ 0,00"]
[14609,"Enchape en ladrillo Moore Color Arena +Andam+Imper","M2",39087.279999999999,"$ 6.394,15","$ 2.107,57","$ 30.585,56","$ 0,00","$ 0,00"]
[144,"ENCHAPE FACHADA CUARTERON YOMASA","M2",22306.39,"$ 6.482,11","$ 0,00","$ 15.824,28","$ 0,00","$ 0,00"]
[12783,"ENCHAPE FACHADA GRANITO BLANCO***","M2",69254.759999999995,"$ 42.685,10","$ 4.063,52","$ 22.506,14","$ 0,00","$ 0,00"]
[759,"ENCHAPE FACHADA LADRILLO PRENSADO STA/FE","M2",67135.05,"$ 36.527,87","$ 4.437,07","$ 26.170,11","$ 0,00","$ 0,00"]
[13082,"Enchape mosaico cristal rojo crna **","M2",29594.73,"$ 6.658,48","$ 0,00","$ 22.936,26","$ 0,00","$ 0,00"]
[12350,"ENCHAPE MURO 20x20 (SUMIN E INSTALACION)**","M2",52241.11,"$ 29.388,72","$ 2.077,49","$ 20.774,90","$ 0,00","$ 0,00"]
[13187,"ENCHAPE MURO BLANCO NEVADA 30x45 **","M2",58959.07,"$ 36.858,73","$ 1.038,75","$ 20.774,90","$ 286,69","$ 0,00"]
[13081,"Enchape muro cerámica crna otún blanco mate(30x60)","M2",29594.73,"$ 6.658,48","$ 0,00","$ 22.936,26","$ 0,00","$ 0,00"]
[12283,"Enchape muro en cerám. imp. antartica 60x33**","M2",22069.91,"$ 7.782,67","$ 0,00","$ 14.287,24","$ 0,00","$ 0,00"]
[18616,"Enchape Muro Mikonos Blanco Corona o Simil ,33x,33","M2",47632.68,"$ 14.780,22","$ 1.573,54","$ 31.278,92","$ 0,00","$ 0,00"]
[17995,"ENCHAPE MUROS CONCRETO ARQ OCRE F'C 21 MPA CDRC","M2",121578.9,"$ 51.413,70","$ 11.338,37","$ 58.826,83","$ 0,00","$ 0,00"]
[10081,"Enchape nariz escalera tablilla \"L\" Moore **","ML",27605.03,"$ 6.084,11","$ 3.337,14","$ 18.183,79","$ 0,00","$ 0,00"]
[19341,"Enchape para Muro Panelex resinas+enchapados CEFE COMETAS (Suministro e instalación)","M2",1064324.8400000001,"$ 1.048.032,20","$ 890,01","$ 15.402,63","$ 0,00","$ 0,00"]
[20642,"ENCHAPE PARA PARED JAYA PLANA BLANCO 25 X 43","M2",56553.27,"$ 35.870,82","$ 971,23","$ 19.424,53","$ 286,69","$ 0,00"]
[382,"ENCHAPE PARED  VERACRUZ AZUL 20x30","M2",22640.84,"$ 6.629,56","$ 0,00","$ 16.011,29","$ 0,00","$ 0,00"]
[11446,"ENCHAPE PARED CERÁMICA ALFA LISA BLANCA","M2",33305.29,"$ 6.629,56","$ 0,00","$ 26.675,74","$ 0,00","$ 0,00"]
[391,"ENCHAPE PARED CLASICA MADRID 20*30  CRNA","M2",22640.84,"$ 6.629,56","$ 0,00","$ 16.011,29","$ 0,00","$ 0,00"]
[89,"ENCHAPE PARED GRANITO NATURAL ROJO GUAYANA","M2",23649.07,"$ 5.906,55","$ 0,00","$ 17.742,53","$ 0,00","$ 0,00"]
[386,"ENCHAPE PARED MACEDONIA 25x25 CRN","M2",26484.2,"$ 6.629,56","$ 0,00","$ 19.854,65","$ 0,00","$ 0,00"]
[385,"ENCHAPE PARED MACEDONIA 25x35  CRNA","M2",51387.27,"$ 30.704,82","$ 971,23","$ 19.424,53","$ 286,69","$ 0,00"]
[389,"ENCHAPE PARED MARMOL AURORA 20X30 CRNA","M2",33028.29,"$ 6.629,56","$ 0,00","$ 26.398,74","$ 0,00","$ 0,00"]
[914,"ENCHAPE PARED PRESTIGIO BALTICO 25x35  ITALIA","M2",26484.2,"$ 6.629,56","$ 0,00","$ 19.854,65","$ 0,00","$ 0,00"]
[11503,"Enchape Piso con adoquin**","M2",88881.38,"$ 53.636,02","$ 1.424,75","$ 33.820,61","$ 0,00","$ 0,00"]
[933,"ENCHAPE PISO DUROPISO 34x34 Corona","M2",73191.960000000006,"$ 49.108,90","$ 1.146,81","$ 22.936,26","$ 0,00","$ 0,00"]
[11087,"Enchape Piso piedra muñeca y/o labor**","M2",60673.2,"$ 18.441,94","$ 1.693,44","$ 40.537,82","$ 0,00","$ 0,00"]
[13426,"ENCHAPE PISO PORCELANATO BOUT. GIORDANO WHITE","M2",33906.300000000003,"$ 9.365,95","$ 1.168,59","$ 23.371,76","$ 0,00","$ 0,00"]
[15188,"Enchape Remate Muro Contenc.A=0.37m(Lad.Rejilla)","ML",33321.699999999997,"$ 14.246,25","$ 1.564,21","$ 17.511,25","$ 0,00","$ 0,00"]
[11531,"Enchape tablón Gres Recoc.Esmalt. (15x30) matera**","M2",37452.57,"$ 5.948,68","$ 992,07","$ 30.511,83","$ 0,00","$ 0,00"]
[11504,"Enchape viga+column patrimonio sin sumin ladrill**","ML",56852.69,"$ 6.240,27","$ 8.284,07","$ 42.328,36","$ 0,00","$ 0,00"]
[10041,"Enchape Vigas y Columnas Lad.Tolete A<=0.60m-1cara","ML",45915.199999999997,"$ 18.049,37","$ 4.058,21","$ 23.807,62","$ 0,00","$ 0,00"]
[11505,"Enchape vigas+columnas patrimonio sin ladrillos **","ML",56852.69,"$ 6.240,27","$ 8.284,07","$ 42.328,36","$ 0,00","$ 0,00"]
[16848,"EnchapeBanca(0.37-0.39m)MaderaTeca Inmuniz.(2-7cm)","UN",28216.41,"$ 1.889,20","$ 1.265,10","$ 25.062,11","$ 0,00","$ 0,00"]
[16849,"EnchapeBanca(0.55m)MaderaTeca Inmuniz.(2-7cm)","UN",28760.41,"$ 2.433,20","$ 1.265,10","$ 25.062,11","$ 0,00","$ 0,00"]
[16852,"EnchapeBanca(0.79m)MaderaTeca Inmuniz.(2-7cm)","UN",29848.41,"$ 3.521,20","$ 1.265,10","$ 25.062,11","$ 0,00","$ 0,00"]
[567,"ENCHAPES MUROS EN TRIPLEX","M2",18351.37,"$ 8.754,46","$ 188,17","$ 9.408,74","$ 0,00","$ 0,00"]
[568,"ENCHAPES MUROS FLORMORADO","M2",48965.2,"$ 39.368,29","$ 188,17","$ 9.408,74","$ 0,00","$ 0,00"]
[15470,"Endurecedor Rocktop colores-Pesado Sumin/aplicac","M2",36685.019999999997,"$ 16.973,72","$ 3.212,57","$ 16.498,73","$ 0,00","$ 0,00"]
[10980,"Endurecedor Rocktop gris y curado - Sumin/aplicac","M2",28993.72,"$ 9.282,42","$ 3.212,57","$ 16.498,73","$ 0,00","$ 0,00"]
[10876,"Endurecido superficial concreto traf-Liviano**","M2",37432.03,"$ 9.089,60","$ 790,79","$ 27.551,64","$ 0,00","$ 0,00"]
[10570,"Endurecido superficial concreto traf-LivianoBajo**","M2",31650.91,"$ 4.610,63","$ 765,26","$ 26.275,02","$ 0,00","$ 0,00"]
[10878,"Endurecido superficial concreto traf-Mediano**","M2",40418.01,"$ 12.075,58","$ 790,79","$ 27.551,64","$ 0,00","$ 0,00"]
[10879,"Endurecido superficial concreto traf-Pesado**","M2",43403.99,"$ 15.061,56","$ 790,79","$ 27.551,64","$ 0,00","$ 0,00"]
[20650,"ENGRASE DE MAQUINAS MULTIFUERZA Y AJUSTE DE PIEZAS (MULTIFUNCIONAL TORRE A-4 Y A-6","GLN",715064,"$ 0,00","$ 0,00","$ 715.064,00","$ 0,00","$ 0,00"]
[17667,"ENLACE EN FIBRA OPTICA MONOMODO OM4","ML",7028.04,"$ 69,48","$ 10,42","$ 6.948,14","$ 0,00","$ 0,00"]
[13769,"ENLACE FIBRA OPTL CONEX RED DATOS PANT ESTAD CAMP","UN",0,"$ 0,00","$ 0,00","$ 0,00","$ 0,00","$ 0,00"]
[17738,"Enrutador PVA-4R24 (SUMI INST)","UN",196710.52,"$ 0,00","$ 5.636,68","$ 191.073,84","$ 0,00","$ 0,00"]
[261,"ENSAYOS DENSIDAD TERRENO","UN",65803.929999999993,"$ 53.012,00","$ 0,00","$ 3.832,93","$ 8.959,00","$ 0,00"]
[262,"ENSAYOS PROCTOR","UN",176382.93,"$ 172.550,00","$ 0,00","$ 3.832,93","$ 0,00","$ 0,00"]
[11096,"Entibado de Excavacion  **","M2",40776.75,"$ 32.017,31","$ 255,13","$ 8.504,31","$ 0,00","$ 0,00"]
[13115,"ENTRADA Y SALIDA PARA UPS +TUBERIA+CABLE+ACCES**","UN",104529.85,"$ 36.535,00","$ 3.237,85","$ 64.757,00","$ 0,00","$ 0,00"]
[857,"ENTRAMADO + CANALETA ACESCO","M2",36602.879999999997,"$ 10.989,30","$ 0,00","$ 25.613,58","$ 0,00","$ 0,00"]
[114,"ENTRAMADO + MALLA + TEJA BARRO","M2",121234.13,"$ 85.903,35","$ 0,00","$ 35.330,79","$ 0,00","$ 0,00"]
[856,"ENTRAMADO + RURALIT","M2",58445.5,"$ 13.433,22","$ 0,00","$ 45.012,28","$ 0,00","$ 0,00"]
[188,"ENTRAMADO + TEJA ETERNIT 4-6","M2",106977.06,"$ 51.577,34","$ 0,00","$ 55.399,72","$ 0,00","$ 0,00"]
[13553,"ENTRAMADO + TEJA ETERNIT No.10","M2",82781.14,"$ 34.891,10","$ 4.609,00","$ 43.281,04","$ 0,00","$ 0,00"]
[706,"ENTRAMADO + TEJA ETERNIT No.4","M2",77422.81,"$ 41.774,41","$ 0,00","$ 35.648,40","$ 0,00","$ 0,00"]
[852,"ENTRAMADO + TEJA ETERNIT No.6","M2",78754.11,"$ 33.741,83","$ 0,00","$ 45.012,28","$ 0,00","$ 0,00"]
[853,"ENTRAMADO + TEJA ETERNIT No.8","M2",79274.149999999994,"$ 29.220,06","$ 6.773,05","$ 43.281,04","$ 0,00","$ 0,00"]
[854,"ENTRAMADO + TEJALIT","M2",58627.47,"$ 15.346,43","$ 0,00","$ 43.281,04","$ 0,00","$ 0,00"]
[171,"ENTRAMADO MADERA CIELORASO","M2",29634.720000000001,"$ 10.933,92","$ 0,00","$ 18.700,80","$ 0,00","$ 0,00"]
[216,"ENTRAMADO TEJA DE BARRO","M2",69928.06,"$ 31.942,06","$ 0,00","$ 37.986,00","$ 0,00","$ 0,00"]
[217,"ENTRAMADO TEJA ONDULADA","M2",63590.57,"$ 28.965,74","$ 0,00","$ 34.624,83","$ 0,00","$ 0,00"]
[197,"ENTRAMADO+ALISTADO+TEJA BARRO","M2",131424.84,"$ 96.094,06","$ 0,00","$ 35.330,79","$ 0,00","$ 0,00"]
[10694,"EntramadoCubierta en teja Ajover termo acustica **","M2",45537.2,"$ 17.626,38","$ 4.286,21","$ 20.014,69","$ 121,01","$ 3.488,91"]
[13387,"Entrepaño Tablex 18mm Estructura.Metálica a=0.60m","ML",110458.83,"$ 10.496,69","$ 1.875,72","$ 93.786,10","$ 4.300,32","$ 0,00"]
[18343,"ENTREPISO ALIGER h=.80 Caset recup ConcVisOcreT.15","M2",329960.31,"$ 259.902,45","$ 25.307,28","$ 44.750,59","$ 0,00","$ 0,00"]
[18341,"ENTREPISO ALIGER h=.80 Caset recup ConcVistoOcreCD","M2",303386.3,"$ 237.003,23","$ 23.664,91","$ 42.718,17","$ 0,00","$ 0,00"]
[19322,"ENTREPISO ALIGER h=0.60 CasetLonaConc.ComunCDRC","M2",251197.13,"$ 153.538,70","$ 25.830,94","$ 71.827,49","$ 0,00","$ 0,00"]
[82,"ENTREPISO ALIGERADO h=.35 Caset.40x30 Piso1","M2",112798.43,"$ 60.172,47","$ 9.889,22","$ 42.736,73","$ 0,00","$ 0,00"]
[850,"ENTREPISO ALIGERADO h=.35 Caset.50x30 Piso1","M2",184293.76000000001,"$ 129.616,05","$ 9.889,22","$ 44.788,49","$ 0,00","$ 0,00"]
[79,"ENTREPISO ALIGERADO h=.35 Caset.50x30 PisoT","M2",184545.66,"$ 129.439,84","$ 10.317,33","$ 44.788,49","$ 0,00","$ 0,00"]
[81,"ENTREPISO ALIGERADO h=.35 Caset.60x30 Piso1","M2",166405.31,"$ 116.365,47","$ 9.889,22","$ 40.150,62","$ 0,00","$ 0,00"]
[80,"ENTREPISO ALIGERADO h=.35 Caset.60x30 PisoT","M2",166355.54999999999,"$ 116.315,71","$ 9.889,22","$ 40.150,62","$ 0,00","$ 0,00"]
[16996,"ENTREPISO ALIGERADO h=.50 Caset recup ConcVisto","M2",181065.17,"$ 120.785,87","$ 17.561,14","$ 42.718,17","$ 0,00","$ 0,00"]
[13200,"ENTREPISO ALIGERADO h=.50 Caset. lona.+Sika+Antiso","M2",235473.5,"$ 168.372,63","$ 25.581,48","$ 41.519,39","$ 0,00","$ 0,00"]
[846,"ENTREPISO ALIGERADO h=.50 Caset.40x45 PisoT","M2",150689.87,"$ 97.371,17","$ 10.317,33","$ 43.001,38","$ 0,00","$ 0,00"]
[847,"ENTREPISO ALIGERADO h=.50 Caset.50x45 PisoT","M2",203124.55,"$ 117.840,06","$ 9.889,22","$ 75.395,27","$ 0,00","$ 0,00"]
[848,"ENTREPISO ALIGERADO h=.50 Caset.60x45 PisoT","M2",246519.83,"$ 165.825,33","$ 9.974,08","$ 70.720,42","$ 0,00","$ 0,00"]
[10009,"ENTREPISO ALIGERADO h=.50 Caseten lona.60x45","M2",200126.28,"$ 136.850,19","$ 9.889,22","$ 53.386,86","$ 0,00","$ 0,00"]
[10010,"ENTREPISO ALIGERADO h=.55 Caseten lona.60x50","M2",217691.34,"$ 149.549,27","$ 9.889,22","$ 58.252,85","$ 0,00","$ 0,00"]
[19289,"ENTREPISO ALIGERADO h=0.80 Casetón Lona Conc.4000 PSI GC Cubierta CEFE COMETAS","M2",287931.14,"$ 167.482,87","$ 48.620,78","$ 71.827,49","$ 0,00","$ 0,00"]
[696,"ENTREPISO ALIGERADO ICOPOR h=.35","M2",145335.10999999999,"$ 81.363,11","$ 4.445,11","$ 59.526,89","$ 0,00","$ 0,00"]
[78,"ENTREPISO ALIGERADO.h=.35 Caset.40x30 PisoT","M2",141259.09,"$ 88.206,77","$ 10.317,33","$ 42.734,98","$ 0,00","$ 0,00"]
[293,"ENTREPISO CASETON CON VIGAS","M2",130335.97,"$ 90.850,92","$ 2.070,19","$ 37.414,86","$ 0,00","$ 0,00"]
[220,"ENTREPISO STEEL DECK   e=.10","M2",899.03,"$ 0,00","$ 899,03","$ 0,00","$ 0,00","$ 0,00"]
[931,"ENTREPISO STEEL DECK   e=.12","M2",196769.51,"$ 160.419,68","$ 6.568,47","$ 29.781,36","$ 0,00","$ 0,00"]
[12528,"ENTREPISO STEEL DECK   e=.13","M2",200482.7,"$ 164.923,09","$ 6.530,84","$ 29.028,77","$ 0,00","$ 0,00"]
[12527,"ENTREPISO STEEL DECK   e=.15","M2",218106.75,"$ 173.929,90","$ 6.941,18","$ 37.235,67","$ 0,00","$ 0,00"]
[10175,"Entrepiso Steel Deck 2\" cal 20 ref 5mm c/15 e=15**","M2",190579.96,"$ 163.724,36","$ 1.852,93","$ 25.002,67","$ 0,00","$ 0,00"]
[10573,"Entrepiso Steel Deck 2\" cal 22 ref 5mm c/15 e=12**","M2",167146.85,"$ 141.541,39","$ 1.793,40","$ 23.812,06","$ 0,00","$ 0,00"]
[10376,"Entrepiso Steel Deck 2\" cal 22 ref 5mm c/15 e=15**","M2",182805.68,"$ 156.307,27","$ 1.835,92","$ 24.662,49","$ 0,00","$ 0,00"]
[18621,"Entrepiso torta sup E=.12 concreto f´c= 35 MpaCDRC","M2",58498.400000000001,"$ 7.932,18","$ 15.878,50","$ 34.687,73","$ 0,00","$ 0,00"]
[84,"ENTREPISOS BLOQUE ESCORIA","M2",152784.59,"$ 96.986,91","$ 9.889,22","$ 45.908,46","$ 0,00","$ 0,00"]
[902,"ENTREPISOS FIBRIT  E=13cm (BODEGAS)","M2",61331.6,"$ 18.216,10","$ 9.033,00","$ 34.082,49","$ 0,00","$ 0,00"]
[85,"ENTREPISOS FIBRIT  E=7cm (VIS)","M2",61331.6,"$ 18.216,10","$ 9.033,00","$ 34.082,49","$ 0,00","$ 0,00"]
[895,"ENTREPISOS FIBRIT  E=9cm (VIS)","M2",61331.6,"$ 18.216,10","$ 9.033,00","$ 34.082,49","$ 0,00","$ 0,00"]
[16248,"EntrepisoSteelDeck2\"cal22 ref 5mmC.15 e=10cm+MR-36","M2",159243.85999999999,"$ 133.638,40","$ 1.793,40","$ 23.812,06","$ 0,00","$ 0,00"]
[16553,"EntrepisoSteelDeck2\"cal22ref 5mmC.15e=10cm+3.000ps","M2",167146.85,"$ 141.541,39","$ 1.793,40","$ 23.812,06","$ 0,00","$ 0,00"]
[17395,"EQ CONDENSAD EXT REFRIG VAR 100MBH (sum+inst) CDRC","UN",1192297.96,"$ 9.511,54","$ 47.557,71","$ 951.154,24","$ 183.393,74","$ 680,73"]
[17400,"EQ CONDENSADORA EXT REF VAR 48 MBH(sum+inst) CDRC","UN",1192184.5,"$ 9.511,54","$ 47.557,71","$ 951.154,24","$ 183.393,74","$ 567,27"]
[17405,"EQ EVAPO INT REFRIG VARIABLE 24MBH (sum+inst) CDRC","UN",189494.59,"$ 1.188,94","$ 5.944,71","$ 118.894,28","$ 63.393,74","$ 72,92"]
[17411,"EQ EVAPO INT REFRIG VARIABLE 42 MBH(sum+inst) CDRC","UN",607794.98,"$ 4.755,77","$ 23.778,86","$ 475.577,12","$ 103.393,74","$ 289,49"]
[17375,"EQ VENT MEC ALÁBES ATRAS 3.600 CFM SUM E INST","UN",1258486.57,"$ 7.133,66","$ 35.668,28","$ 713.365,68","$ 502.318,95","$ 0,00"]
[17374,"EQ VENT MEC ALÁBES ATRAS 5.000 CFM SUM E INST","UN",1258486.57,"$ 7.133,66","$ 35.668,28","$ 713.365,68","$ 502.318,95","$ 0,00"]
[17390,"EQ VENT MEC HELICOCENT EN LINEA 450 CFM SUM E INST","UN",186497.45,"$ 1.188,94","$ 5.944,71","$ 118.894,28","$ 60.469,52","$ 0,00"]
[17388,"EQ VENT MEC HELICOCENT EN LINEA 900 CFM SUM E INST","UN",186497.45,"$ 1.188,94","$ 5.944,71","$ 118.894,28","$ 60.469,52","$ 0,00"]
[17371,"EQ VENTILACIÓN MEC CON DAMPER 100 CFM SUM E INST","UN",136086.29,"$ 713,37","$ 3.566,83","$ 71.336,57","$ 60.469,52","$ 0,00"]
[12247,"Equipo Alumbr Emergencia 2x20W 12V/20AHM(sum+inst)","UN",1002265.03,"$ 945.342,40","$ 0,00","$ 56.922,63","$ 0,00","$ 0,00"]
[18960,"Equipo Bombeo pozo Eyector(1.0HP)Cefe Cometas(Sum+instalación)","UN",7266962.2400000002,"$ 7.169.658,60","$ 4.747,68","$ 92.555,96","$ 0,00","$ 0,00"]
[12950,"Equipo Bombeo Red Contra incendio-Cefe-Cometas  tablero de control, una Bomba eléctrica-250GPM","UN",156836396.71000001,"$ 156.836.396,71","$ 0,00","$ 0,00","$ 0,00","$ 0,00"]
[15027,"EQUIPO CONTRA INCENDIO (COLISEO TUNAL)","UN",555399.99,"$ 0,00","$ 21.669,49","$ 433.389,70","$ 100.340,80","$ 0,00"]
[15183,"EQUIPO CONTRA INCENDIO ARBORIZADORA ALTA","UN",455059.19,"$ 0,00","$ 21.669,49","$ 433.389,70","$ 0,00","$ 0,00"]
[15772,"EQUIPO CONTRA INCENDIO COLISEO EDUARDO SANTOS","UN",455059.19,"$ 0,00","$ 21.669,49","$ 433.389,70","$ 0,00","$ 0,00"]
[14448,"EQUIPO DE BOMBEO 25 HP(VALV+FLAUTA+TANQUES+TUBER.G","UN",3154582.24,"$ 2.045.251,00","$ 420.850,93","$ 451.069,31","$ 237.411,00","$ 0,00"]
[11888,"EQUIPO DE BOMBEO A PRESIÓN AGUA POTABLE MOTOBOMBA QE-2-75 O SIMILAR , 3x7,5 HP +Hidroa+Tablero","UN",44467756.280000001,"$ 44.085.946,21","$ 11.586,23","$ 370.223,84","$ 0,00","$ 0,00"]
[17838,"EQUIPO DE CALDERAS","UN",6479569.1299999999,"$ 0,00","$ 0,00","$ 6.479.569,13","$ 0,00","$ 0,00"]
[18468,"EQUIPO DE COMPUTO","UN",694048,"$ 0,00","$ 2.989,42","$ 597.884,98","$ 93.173,60","$ 0,00"]
[18297,"Equipo de desinfeccion UV CRDC","UN",431187.96,"$ 3.477,02","$ 80.009,09","$ 347.701,85","$ 0,00","$ 0,00"]
[17612,"EQUIPO DE DESINFECCIÓN UV-11 LAMPARAS Piscinas","UN",431187.96,"$ 3.477,02","$ 80.009,09","$ 347.701,85","$ 0,00","$ 0,00"]
[15318,"EQUIPO DE PRESIÓN AGUA POTABLE (S/ESPECIFIC)","UN",13955393.439999999,"$ 13.373.088,01","$ 27.728,83","$ 554.576,60","$ 0,00","$ 0,00"]
[15184,"EQUIPO DE PRESIÓN AGUA POTABLE COLISEO ARBORIZADOR","UN",455059.19,"$ 0,00","$ 21.669,49","$ 433.389,70","$ 0,00","$ 0,00"]
[15686,"EQUIPO DE PRESIÓN AGUA POTABLE(Sist.PresurizacN°1)","UN",14928579.529999999,"$ 14.329.636,80","$ 44.366,13","$ 554.576,60","$ 0,00","$ 0,00"]
[15687,"EQUIPO DE PRESIÓN AGUA POTABLE(Sist.PresurizacN°2)","UN",668170.92000000004,"$ 13.073,40","$ 48.525,74","$ 606.571,78","$ 0,00","$ 0,00"]
[15688,"EQUIPO DE PRESIÓN AGUA POTABLE(Sist.PresurizacN°3)","UN",13808729.93,"$ 13.191.089,80","$ 45.751,12","$ 571.889,01","$ 0,00","$ 0,00"]
[15319,"EQUIPO DE PRESIÓN AGUA RIEGO","UN",636839.53,"$ 0,00","$ 30.325,69","$ 606.513,84","$ 0,00","$ 0,00"]
[17836,"EQUIPO DE PRESIÓN COMPUESTO DOS BOMBAS 10 HP C","UN",1896541.27,"$ 206.519,00","$ 33.137,69","$ 1.656.884,58","$ 0,00","$ 0,00"]
[697,"EQUIPO DE PRESION CONSTANTE","UN",1137350.95,"$ 0,00","$ 54.159,57","$ 1.083.191,38","$ 0,00","$ 0,00"]
[18636,"Equipo de presión preensamblado agua de reutilizac","UN",0,"$ 0,00","$ 0,00","$ 0,00","$ 0,00","$ 0,00"]
[18782,"Equipo de presión preensamblado agua de reutilizac","UN",0,"$ 0,00","$ 0,00","$ 0,00","$ 0,00","$ 0,00"]
[18635,"Equipo de presión preensamblado agua potable","UN",0,"$ 0,00","$ 0,00","$ 0,00","$ 0,00","$ 0,00"]
[18781,"Equipo de presión preensamblado agua potable","UN",0,"$ 0,00","$ 0,00","$ 0,00","$ 0,00","$ 0,00"]
[15026,"EQUIPO DE PRESION SUM. DE AGUA(COLISEO TUNAL)","UN",555399.99,"$ 0,00","$ 21.669,49","$ 433.389,70","$ 100.340,80","$ 0,00"]
[14803,"EQUIPO DE PRESION SUM. DE AGUA(GIMNASIO DEL SUR)","UN",646290.16,"$ 0,00","$ 25.997,59","$ 519.951,77","$ 100.340,80","$ 0,00"]
[17370,"EQUIPO DE VENTILACIÓN MEC 1200 CFM  SUM E INST","UN",564581.27,"$ 4.755,77","$ 23.778,86","$ 475.577,12","$ 60.469,52","$ 0,00"]
[17348,"EQUIPO DE VENTILACIÓN MEC 1300 CFM SUM E INST","UN",186497.45,"$ 1.188,94","$ 5.944,71","$ 118.894,28","$ 60.469,52","$ 0,00"]
[17347,"EQUIPO DE VENTILACIÓN MEC 1800 CFM SUM E INST","UN",186497.45,"$ 1.188,94","$ 5.944,71","$ 118.894,28","$ 60.469,52","$ 0,00"]
[17298,"EQUIPO DE VENTILACIÓN MEC 1900 CFM Sum + inst","UN",186497.45,"$ 1.188,94","$ 5.944,71","$ 118.894,28","$ 60.469,52","$ 0,00"]
[17354,"EQUIPO DE VENTILACIÓN MEC 2000 CFM SUM E INST","UN",564581.27,"$ 4.755,77","$ 23.778,86","$ 475.577,12","$ 60.469,52","$ 0,00"]
[17813,"EQUIPO DE VENTILACIÓN MEC 38.000 CFM SUM E INST","UN",7450393.2599999998,"$ 47.557,71","$ 237.788,56","$ 4.755.771,20","$ 2.409.275,79","$ 0,00"]
[17384,"EQUIPO DE VENTILACIÓN MEC 40.000 CFM SUM E INST","UN",7450393.2599999998,"$ 47.557,71","$ 237.788,56","$ 4.755.771,20","$ 2.409.275,79","$ 0,00"]
[17353,"EQUIPO DE VENTILACIÓN MEC 700 CFM SUM E INST","UN",186497.45,"$ 1.188,94","$ 5.944,71","$ 118.894,28","$ 60.469,52","$ 0,00"]
[13136,"EQUIPO HIDRON. 50GAL/MIN PRES.44-64PSI,3.0HP+TANQ.","UN",0,"$ 0,00","$ 0,00","$ 0,00","$ 0,00","$ 0,00"]
[18230,"EQUIPO MINISPLIT INVERTER MS-01 CAPACIDAD 18.000 B","UN",1042521.35,"$ 158.740,60","$ 114.020,95","$ 663.751,90","$ 106.007,90","$ 0,00"]
[18229,"EQUIPO MINISPLIT TIPO FAN COIL OCULTO INVERTER MS-","UN",1010483.29,"$ 108.803,40","$ 117.587,77","$ 735.088,47","$ 49.003,65","$ 0,00"]
[698,"EQUIPO PRESION - 1 HP    P1060","UN",0,"$ 0,00","$ 0,00","$ 0,00","$ 0,00","$ 0,00"]
[12469,"Equipo Top-dressing + ayudante **","M2",806.69,"$ 0,00","$ 795,00","$ 11,69","$ 0,00","$ 0,00"]
[18608,"EquipoBombeoAgua potable(12.22HP)Cefe Cometas-hidroacum+tablero+accesorios(Sum+inst","UN",48320927.590000004,"$ 47.931.713,05","$ 18.990,70","$ 370.223,84","$ 0,00","$ 0,00"]
[11852,"EquipoBombeoAguasfiltradasEyectoras(BMX2aEtapa)","UN",16613547.66,"$ 0,00","$ 16.284.611,79","$ 328.935,87","$ 0,00","$ 0,00"]
[11851,"EquipoContraIncendioTubinaVertical(BMX 2a Etapa)","UN",172809884.08000001,"$ 0,00","$ 171.771.139,24","$ 1.038.744,84","$ 0,00","$ 0,00"]
[16709,"EquipoMedida BajaTensión-Norma AE-303(Caja+Totaliz+Breaker+Medidor Electronico)Cefe Cometas -Sum+Ins","UN",1238146.08,"$ 988.165,01","$ 11.903,86","$ 238.077,21","$ 0,00","$ 0,00"]
[13044,"Equipos cabina de sonido estadio El Campín **","UN",0,"$ 0,00","$ 0,00","$ 0,00","$ 0,00","$ 0,00"]
[17683,"EQUIPOS DE BOMBEO - VER ANEXO  CDRC","??",0,"$ 0,00","$ 0,00","$ 0,00","$ 0,00","$ 0,00"]
[17682,"EQUIPOS DE BOMBEO - VER ANEXO CDRC","??",0,"$ 0,00","$ 0,00","$ 0,00","$ 0,00","$ 0,00"]
[17684,"EQUIPOS DE CALDERAS  CDRC","??",0,"$ 0,00","$ 0,00","$ 0,00","$ 0,00","$ 0,00"]
[15689,"Equipos Sistema Eyector Automático N°1.","UN",702973.37,"$ 10.168,20","$ 51.318,90","$ 641.486,27","$ 0,00","$ 0,00"]
[15690,"Equipos Sistema Eyector Automático N°2.","UN",702973.37,"$ 10.168,20","$ 51.318,90","$ 641.486,27","$ 0,00","$ 0,00"]
[18358,"Equiseto/Equisetum Bogotense en Jardineras","M2",36678.47,"$ 3.480,44","$ 1.250,25","$ 25.005,00","$ 6.942,78","$ 0,00"]
[18324,"Equiseto/Equisetum Bogotense Sobre Cubierta verde","M2",138945.10999999999,"$ 90.851,74","$ 2.393,65","$ 43.013,00","$ 2.686,73","$ 0,00"]
[18291,"Equiseto/Equisetum Bogotense Taludes Exterio","M2",3409.01,"$ 1.107,26","$ 72,87","$ 1.457,46","$ 771,42","$ 0,00"]
[14630,"ESCALADOR DE ARBOL (SUM + INST)","UN",654594.48,"$ 576.999,00","$ 6.076,79","$ 60.767,89","$ 10.750,80","$ 0,00"]
[14797,"ESCALADOR DE ARBOL(DESM+SUM+INST)","UN",703176.44,"$ 576.999,00","$ 38.027,99","$ 75.821,87","$ 12.327,58","$ 0,00"]
[14629,"ESCALADOR DE ARCO (SUM + INST) Juego M-3","UN",810418.41,"$ 747.308,50","$ 27.006,76","$ 24.635,63","$ 11.467,52","$ 0,00"]
[14796,"ESCALADOR DE ARCO(DESM+SUM+INST)","UN",867883.9,"$ 747.308,50","$ 51.208,46","$ 54.745,85","$ 14.621,09","$ 0,00"]
[598,"Escalera de  Gato (Secciones en U)Tubo+Anclajes","ML",58401.39,"$ 14.854,93","$ 5.911,50","$ 37.634,96","$ 0,00","$ 0,00"]
[14634,"ESCALERA DE GATO (SUM + INST)","UN",801094.15,"$ 729.951,00","$ 19.710,62","$ 41.398,45","$ 10.034,08","$ 0,00"]
[14892,"Escalera de Gato en Aluminio 10 pasos para tanque","UN",434550.58,"$ 383.623,00","$ 998,58","$ 49.929,00","$ 0,00","$ 0,00"]
[14801,"ESCALERA DE GATO(DESM+SUM+INST)","UN",823279.91,"$ 732.223,50","$ 20.181,06","$ 50.807,19","$ 20.068,16","$ 0,00"]
[12564,"ESCALERA DE GATO(Desmonte)-STPM","UN",22185.759999999998,"$ 2.272,50","$ 470,44","$ 9.408,74","$ 10.034,08","$ 0,00"]
[12571,"ESCALERA DE GATO(Instalación)-STPM","UN",75364.149999999994,"$ 4.221,00","$ 19.710,62","$ 41.398,45","$ 10.034,08","$ 0,00"]
[12565,"ESCALERA DE GATO(Suministro)-STPM","UN",725730,"$ 725.730,00","$ 0,00","$ 0,00","$ 0,00","$ 0,00"]
[17511,"Escalera en acero inoxidable para canal - 4 pasos","UN",179066.46,"$ 1.738,51","$ 3.477,02","$ 173.850,93","$ 0,00","$ 0,00"]
[10098,"Escalera en concreto aerea 3000 psi **","M3",1162070.25,"$ 594.318,72","$ 79.346,89","$ 488.404,64","$ 0,00","$ 0,00"]
[13551,"Escalera en concreto contrapiso 3000 psi **","M3",1059235.52,"$ 490.493,60","$ 78.929,01","$ 489.812,91","$ 0,00","$ 0,00"]
[15657,"Escalera en concreto contrapiso 4000 psi **","M3",1134240.17,"$ 565.498,25","$ 78.929,01","$ 489.812,91","$ 0,00","$ 0,00"]
[16244,"Escalera en concreto contrapiso MR-36","M3",1036209.03,"$ 467.467,11","$ 78.929,01","$ 489.812,91","$ 0,00","$ 0,00"]
[91,"ESCALERA L= 1 M. PASOS EN CONCRETO(2.500PSI).","UN",59110.09,"$ 25.092,86","$ 0,00","$ 34.017,23","$ 0,00","$ 0,00"]
[10365,"Escalera maciza concreto 3000 psi sin refuerzo **","M3",1090854.01,"$ 515.001,69","$ 87.984,56","$ 487.867,76","$ 0,00","$ 0,00"]
[11442,"ESCALERA METÁLICA  Amax=1.40 PALACIO DEPORTES","UN",380538.93,"$ 81.019,80","$ 19.594,71","$ 279.924,42","$ 0,00","$ 0,00"]
[1038,"ESCALERA PASO Prefab.  FIBRIT","UN",26775.29,"$ 4.264,20","$ 1.472,69","$ 21.038,40","$ 0,00","$ 0,00"]
[18726,"EscaleraGato Retractil+Jaula protector+Escot (S+In","ML",0,"$ 0,00","$ 0,00","$ 0,00","$ 0,00","$ 0,00"]
[92,"ESCALERAS EN CONCRETO","M3",1026749.57,"$ 564.128,47","$ 8.562,20","$ 454.058,90","$ 0,00","$ 0,00"]
[11053,"ESCALERAS EN CONCRETO 4000 psi**","M3",1082824.19,"$ 574.028,79","$ 32.382,83","$ 476.412,57","$ 0,00","$ 0,00"]
[17041,"ESCALERAS RAMPA, DESCANSOS, CONC 3000PSI Ocre CDRC","M3",665812.14,"$ 101.283,92","$ 86.351,40","$ 478.176,82","$ 0,00","$ 0,00"]
[18362,"ESCALERAS RAMPA, DESCANSOS, CONCRETO 3000PSI CDRC","M3",1046500.75,"$ 481.972,53","$ 86.351,40","$ 478.176,82","$ 0,00","$ 0,00"]
[18723,"ESCALERAS RAMPA, DESCANSOS, CONCRETO 5000PSI CDRC","M3",664124.57999999996,"$ 99.596,36","$ 86.351,40","$ 478.176,82","$ 0,00","$ 0,00"]
[18147,"ESCALERA-SISTEMA-DETECCION VERTICAL sum+inst CRDC","UN",0,"$ 0,00","$ 0,00","$ 0,00","$ 0,00","$ 0,00"]
[18540,"EscaleraSobrepoMarAstral3PeldañosInoxS/EspeciCDRC","UN",120073.88,"$ 1.136,10","$ 5.669,64","$ 113.268,13","$ 0,00","$ 0,00"]
[11197,"Escalerilla Refuerzo hierro  grafil 3 mm **","ML",6981.97,"$ 6.575,18","$ 1,92","$ 72,49","$ 0,00","$ 332,38"]
[11573,"Escalerilla Refuerzo hierro  grafil 4 mm **","ML",7286.53,"$ 6.865,23","$ 1,92","$ 72,49","$ 0,00","$ 346,89"]
[14947,"ESCALGRES ROJO 30.5 X 30.5 ESCALERAS+ALISTADO","ML",28954.59,"$ 7.941,12","$ 896,33","$ 20.059,80","$ 57,34","$ 0,00"]
[17053,"ESCALON ALIGERADO GRADERIAS CINE. PELDAÑOS + CONTR","ML",101378.63,"$ 62.571,86","$ 3.575,90","$ 34.092,25","$ 1.138,62","$ 0,00"]
[16437,"ESCARIFICACIÓN DE 8X1CM","ML",7143.62,"$ 0,00","$ 340,17","$ 6.803,45","$ 0,00","$ 0,00"]
[15298,"Escarificación ladrillo visto a=0.08 x 0.01","ML",4946.26,"$ 0,00","$ 209,91","$ 4.055,08","$ 681,27","$ 0,00"]
[14928,"Escarificado Columnaconcreto manual E=4cm(Tras+ret","M2",28299.24,"$ 0,00","$ 3.387,90","$ 22.717,08","$ 2.194,25","$ 0,00"]
[15123,"EscarificadoManualZapataConcretoE=6cm(Tras+carg+re","M2",11395.09,"$ 0,00","$ 429,61","$ 7.697,85","$ 3.267,64","$ 0,00"]
[14930,"EscarificadoVigaAereaConcretManualE=4cm(Tras+ ret)","M2",30846.87,"$ 0,00","$ 4.771,28","$ 23.881,33","$ 2.194,25","$ 0,00"]
[12438,"Escoria Fina Mixta - Suministro y Instalación","M3",315211.12,"$ 259.695,89","$ 8.096,73","$ 47.418,50","$ 0,00","$ 0,00"]
[12437,"Escoria Gruesa - Suministro y Instalación ","M3",165250.39000000001,"$ 145.642,74","$ 1.782,51","$ 17.825,14","$ 0,00","$ 0,00"]
[13151,"ESCUDO DistritalACRILICO BLANCO 8MM O.40X0.40+DIST","UN",500164,"$ 500.164,00","$ 0,00","$ 0,00","$ 0,00","$ 0,00"]
[16358,"ESCUDO DOBLE ROCIADOR CROMADO (sum+inst)","UN",13254.02,"$ 4.165,00","$ 432,81","$ 8.656,21","$ 0,00","$ 0,00"]
[13154,"ESCUDO PELICULA SEGURIDADO.40X0.40 sum+inst","UN",0,"$ 0,00","$ 0,00","$ 0,00","$ 0,00","$ 0,00"]
[13355,"ESMALTE LÁMINA LLENA","ML",11125.19,"$ 1.837,44","$ 1.688,14","$ 7.312,92","$ 286,69","$ 0,00"]
[10755,"Esmalte marco y puerta en lámina. **","M2",19994.09,"$ 8.284,74","$ 557,59","$ 11.151,76","$ 0,00","$ 0,00"]
[628,"ESMALTE SOBRE LAMINA LINEAL","ML",3490.17,"$ 1.058,32","$ 0,00","$ 2.431,85","$ 0,00","$ 0,00"]
[629,"ESMALTE SOBRE LAMINA LLENA","M2",16099.38,"$ 4.909,75","$ 0,00","$ 11.189,63","$ 0,00","$ 0,00"]
[10956,"ESMALTE SOBRE LAMINA LLENA CON COMPRESOR**","M2",4853.17,"$ 3.266,79","$ 335,71","$ 1.250,67","$ 0,00","$ 0,00"]
[630,"ESMALTE SOBRE MADERA LINEAL","ML",3766.05,"$ 2.155,82","$ 46,90","$ 1.563,33","$ 0,00","$ 0,00"]
[631,"ESMALTE SOBRE MADERA LLENA","M2",15798.05,"$ 8.462,55","$ 213,66","$ 7.121,84","$ 0,00","$ 0,00"]
[632,"ESMALTE SOBRE MARCOS LAMINA","M2",15065.18,"$ 2.374,45","$ 0,00","$ 12.690,73","$ 0,00","$ 0,00"]
[12781,"ESMALTE SOBRE MARCOS LAMINA","ML",14216.94,"$ 2.405,10","$ 0,00","$ 11.811,84","$ 0,00","$ 0,00"]
[13323,"ESMALTE SOBRE MARCOS LAMINA **","M2",8280.3700000000008,"$ 2.374,45","$ 0,00","$ 5.905,92","$ 0,00","$ 0,00"]
[12782,"ESMALTE SOBRE MARCOS LAMINA + Andamio","ML",17968.55,"$ 2.441,35","$ 1.317,80","$ 14.209,40","$ 0,00","$ 0,00"]
[633,"ESMALTE SOBRE MARCOS MADERA","M2",11162.05,"$ 7.464,75","$ 0,00","$ 3.697,30","$ 0,00","$ 0,00"]
[627,"ESMALTE SOBRE MUEBLES","M2",52950.61,"$ 21.973,24","$ 0,00","$ 30.977,37","$ 0,00","$ 0,00"]
[13852,"ESMALTE URETANO FACHADA (3 MANOS) + ANDAMIO>10m  *","M2",41562.980000000003,"$ 9.038,07","$ 5.619,13","$ 25.006,50","$ 1.899,29","$ 0,00"]
[14622,"ESPALDAR PARA BANCA M-31 (SUM + INST)","UN",299881.58,"$ 255.944,00","$ 4.582,31","$ 30.754,63","$ 8.600,64","$ 0,00"]
[14790,"ESPALDAR PARA BANCA M-31(DESM+SUM+INST)","UN",317796.02,"$ 255.944,00","$ 8.247,30","$ 36.403,44","$ 17.201,28","$ 0,00"]
[12417,"Espaldar para Banca M-31-(Suministro)-STPM**","UN",255944,"$ 255.944,00","$ 0,00","$ 0,00","$ 0,00","$ 0,00"]
[655,"ESPEJO  CRISTAL INCOLORO  3mm","M2",143015.79999999999,"$ 133.081,00","$ 0,00","$ 9.934,80","$ 0,00","$ 0,00"]
[13163,"ESPEJO 4mm 0.6x1.0 CRISTAL DILATAD ACERO 3cm **","UN",0,"$ 0,00","$ 0,00","$ 0,00","$ 0,00","$ 0,00"]
[18542,"Espejo 4mm Borde Pul Canteado Flot Muro 1\" CDRSC","M2",253719.03,"$ 210.964,22","$ 845,38","$ 41.909,42","$ 0,00","$ 0,00"]
[13396,"ESPEJO 4mm pegado a lámina icopor 5mm","M2",232999.14,"$ 220.710,79","$ 585,16","$ 11.703,19","$ 0,00","$ 0,00"]
[15047,"ESPEJO BRONCE BISELADO 4mm (Sum + Inst)","M2",5902.98,"$ 0,00","$ 277,00","$ 5.539,97","$ 86,01","$ 0,00"]
[12307,"Espejo Cristal biselado 4mm (sum + Instal)","M2",252916.66,"$ 210.535,87","$ 831,00","$ 41.549,79","$ 0,00","$ 0,00"]
[13983,"ESPEJO CRISTAL INCOLORO 5MM (SUM+INST)","M2",220150,"$ 220.150,00","$ 0,00","$ 0,00","$ 0,00","$ 0,00"]
[13191,"Espejo para baño sec. IDRD marco en madera **","UN",268728,"$ 268.728,00","$ 0,00","$ 0,00","$ 0,00","$ 0,00"]
[13471,"ESPEJO TIPO CRISTAL 4MM SOBRE VIDRIO TEMPLADO+SAND","M2",255743.51,"$ 117.922,29","$ 45.421,99","$ 72.331,07","$ 20.068,16","$ 0,00"]
[654,"ESPEJOS EN BAÑOS DE 4 MM FLOTADOS CON ESTRUCTURA E","M2",272463.08,"$ 255.618,08","$ 916,31","$ 15.928,69","$ 0,00","$ 0,00"]
[15427,"Esquinero metal Pirámide SkatePark  Ángulo 3\"","ML",135782.28,"$ 100.133,72","$ 5.400,21","$ 30.248,34","$ 0,00","$ 0,00"]
[13541,"Esquinero metalicoSkatePark (SUM+INST). angulo-2\"","ML",103544.79,"$ 73.087,63","$ 2.786,27","$ 27.670,88","$ 0,00","$ 0,00"]
[15252,"Esquinero metalicoSkatePark(SUM+INST).angulo2 1/2\"","ML",107428.67,"$ 77.327,72","$ 4.538,89","$ 25.562,05","$ 0,00","$ 0,00"]
[12661,"ESQUINERO PLASTICO PARA FILOS DE MUROS (SUM+INST).","ML",3860.17,"$ 1.458,59","$ 47,09","$ 2.354,49","$ 0,00","$ 0,00"]
[17475,"EST VOLEIBOL-DE-DISDEPORTES-EQUIVALENTE sumCRDC","UN",1235872.02,"$ 1.187.181,97","$ 356,80","$ 39.413,71","$ 8.919,53","$ 0,00"]
[14670,"EST. BALONCESTO ANTIBANDALICO (SUM + INST)","JGO",4819915.1399999997,"$ 4.708.193,13","$ 2.662,35","$ 40.851,47","$ 68.208,18","$ 0,00"]
[10983,"Estabilizac inmenc con agua-cal 1kg/m2+perfo","M2",2965.44,"$ 1.273,66","$ 858,36","$ 833,42","$ 0,00","$ 0,00"]
[10702,"Estabilizac Postes + Ecomatrix + empradizacion**","M2",73013.36,"$ 47.746,24","$ 2.099,16","$ 18.000,94","$ 5.167,02","$ 0,00"]
[15391,"Estac.7 banca estiramiento (sum.+inst)","UN",1382163.93,"$ 1.242.904,93","$ 11.529,62","$ 112.984,73","$ 14.744,64","$ 0,00"]
[12925,"Estacado contención de arena de playa **","M2",13091.27,"$ 2.143,45","$ 917,56","$ 9.175,58","$ 854,68","$ 0,00"]
[16436,"ESTACIÓN  REGULADORA DE PRESIÓN - UDS","UN",3234393.77,"$ 2.282.211,00","$ 86.562,07","$ 865.620,70","$ 0,00","$ 0,00"]
[14341,"Estacion 1 - Poste estiramiento - suministro","UN",0,"$ 0,00","$ 0,00","$ 0,00","$ 0,00","$ 0,00"]
[14729,"ESTACION 10- BANCA ABDOMINALES BAJO (SUM + INST)","UN",2076301.19,"$ 1.928.150,72","$ 34.246,51","$ 104.763,64","$ 9.140,32","$ 0,00"]
[14886,"ESTACION 10- BANCA ABDOMINALES BAJO(DESM+SUM+INST)","UN",2112891.86,"$ 1.928.150,72","$ 42.272,31","$ 123.581,12","$ 18.887,71","$ 0,00"]
[14345,"Estacion 11 - Banca Fortalecimiento - Suministro","UN",0,"$ 0,00","$ 0,00","$ 0,00","$ 0,00","$ 0,00"]
[14346,"Estacion 12 - Poste Abdominales - Suminstro","UN",0,"$ 0,00","$ 0,00","$ 0,00","$ 0,00","$ 0,00"]
[14347,"Estacion 2. Tubo ejercicios gemelos - Suministro","UN",0,"$ 0,00","$ 0,00","$ 0,00","$ 0,00","$ 0,00"]
[14348,"Estacion 3 - Banca abdominales - Suministro","UN",2411157,"$ 2.411.157,00","$ 0,00","$ 0,00","$ 0,00","$ 0,00"]
[14349,"Estacion 4 - Barra para salto - Suministro","UN",0,"$ 0,00","$ 0,00","$ 0,00","$ 0,00","$ 0,00"]
[14350,"Estacion 5 - Barra flexion esaplda - Suministro","UN",929084,"$ 929.084,00","$ 0,00","$ 0,00","$ 0,00","$ 0,00"]
[15390,"Estacion 5- Barra flexion espalda (sum+inst)","UN",1097106.0900000001,"$ 983.971,34","$ 9.479,00","$ 93.045,15","$ 10.610,60","$ 0,00"]
[14351,"Estacion 6 - Banca para estiramiento - Suministro","UN",0,"$ 0,00","$ 0,00","$ 0,00","$ 0,00","$ 0,00"]
[14352,"Estacion 6- Barra flexion pecho - Suministro","UN",0,"$ 0,00","$ 0,00","$ 0,00","$ 0,00","$ 0,00"]
[14353,"Estacion 7 - Barras paralelas - Suministro","UN",0,"$ 0,00","$ 0,00","$ 0,00","$ 0,00","$ 0,00"]
[14354,"Estacion 8 - Tubos para brinco - Suministro","UN",0,"$ 0,00","$ 0,00","$ 0,00","$ 0,00","$ 0,00"]
[14355,"Estacion 9 - Banca abdominales alto - Suministro","UN",0,"$ 0,00","$ 0,00","$ 0,00","$ 0,00","$ 0,00"]
[18661,"ESTACIÓN CAMBIA PAÑAL REF. AC-BCSBY ACUAVAL","UN",62648.68,"$ 9.912,42","$ 3.075,61","$ 49.660,65","$ 0,00","$ 0,00"]
[16573,"ESTACION DE AJEDREZ URBANO (Sum+Inst+Transp)","UN",4892933.38,"$ 4.787.016,16","$ 4.094,70","$ 76.269,30","$ 25.553,22","$ 0,00"]
[11339,"ESTACION DE BOMBEO(FONTANAR)INCLUYE REFUERZO**","UN",22012967.989999998,"$ 6.405.037,86","$ 12.813.721,49","$ 2.794.208,64","$ 0,00","$ 0,00"]
[15230,"ESTACION de CONTROL (Incluye manometro, válvula  mariposa, registro)","UN",2699887.43,"$ 2.494.651,91","$ 18.021,70","$ 187.213,83","$ 0,00","$ 0,00"]
[17740,"Estación de llamada  PVA-15CST (SUMI INST)","UN",64377.99,"$ 0,00","$ 1.844,73","$ 62.533,26","$ 0,00","$ 0,00"]
[16234,"Estación Giman.Convenc.IDRD(7x7m)+Placa+Caucho Rec","UN",48422225.590000004,"$ 47.169.561,70","$ 37.797,25","$ 1.125.459,21","$ 89.408,04","$ 0,00"]
[16642,"Estación Gimna.Convenc./IDRD (7x7m)+ Sin Piso","UN",18979760.719999999,"$ 18.574.509,20","$ 10.566,48","$ 305.277,12","$ 89.408,04","$ 0,00"]
[16232,"Estación Gimna.Convenc./IDRD (7x7m)+PisoDeck Plast","UN",18979760.719999999,"$ 18.574.509,20","$ 10.566,48","$ 305.277,12","$ 89.408,04","$ 0,00"]
[16233,"Estación Gimna.Convenc.IDRD (7x7m)+Deck+Estr.Acero","UN",41669437.590000004,"$ 40.416.773,70","$ 37.797,25","$ 1.125.459,21","$ 89.408,04","$ 0,00"]
[17728,"Estacion manual Accion doble UL FM (SUMI INST)","UN",226483.69,"$ 193.149,99","$ 330,04","$ 33.003,66","$ 0,00","$ 0,00"]
[18227,"ESTACION MANUAL DE ALARMA","UN",68175.62,"$ 0,00","$ 10.766,62","$ 57.409,00","$ 0,00","$ 0,00"]
[15638,"Estación manual direccionable con stopper","UN",699916.16,"$ 654.319,00","$ 2.171,29","$ 43.425,87","$ 0,00","$ 0,00"]
[16238,"EstaciónGiman+ModuloDiscapacDRD(7x14m)+CauchoRecic","UN",95435193.950000003,"$ 93.105.630,38","$ 73.899,87","$ 2.110.891,45","$ 144.773,35","$ 0,00"]
[16236,"EstaciónGiman+ModuloDiscapaDRD(7x14m)+Deck+EstAcer","UN",81929617.950000003,"$ 79.600.054,38","$ 73.899,87","$ 2.110.891,45","$ 144.773,35","$ 0,00"]
[16240,"EstaciónGimna+ModuloDiscapacidDRD(7x14m)+DeckPlast","UN",36550264.210000001,"$ 35.915.525,38","$ 19.438,33","$ 470.527,27","$ 144.773,35","$ 0,00"]
[18547,"Estante ranurado AceroInox.(1.20x0.55x1.80m)","UN",6179.6,"$ 65,83","$ 119,88","$ 5.993,89","$ 0,00","$ 0,00"]
[18558,"Estanteria Solida M-2000 (140x40x180cm)","UN",6179.6,"$ 65,83","$ 119,88","$ 5.993,89","$ 0,00","$ 0,00"]
[18289,"EstanteriaGimnasioTubularMallaMetalicaM12S/Especif","UN",12938.11,"$ 160,51","$ 676,96","$ 12.100,64","$ 0,00","$ 0,00"]
[18285,"EstanteriaTubularLamMetalM02.A:0.50m3EstanS/Especi","ML",431783.1,"$ 344.189,22","$ 8.727,64","$ 78.866,24","$ 0,00","$ 0,00"]
[13039,"ESTR. CAL. 20 GALV., CAB. PROV. EST. CAMPIN **","M2",4570.3500000000004,"$ 1.986,25","$ 2.584,10","$ 0,00","$ 0,00","$ 0,00"]
[15263,"Estriado con bocel en U de Aluminio Crudo **","ML",2908.49,"$ 0,00","$ 138,50","$ 2.769,99","$ 0,00","$ 0,00"]
[2027,"ESTRIBO P/MEDIA TENSION","UN",22476.560000000001,"$ 15.181,01","$ 347,41","$ 6.948,14","$ 0,00","$ 0,00"]
[11901,"Estruc LA 220 poste exisT y subterraniz (NO USAR)","UN",6497646.1399999997,"$ 4.940.833,98","$ 400.660,28","$ 1.156.151,88","$ 0,00","$ 0,00"]
[15563,"Estruc Met Tubo galv. 2\"Estruct+ang+platina(Sumin)","UN",241219.36,"$ 206.923,84","$ 3.430,84","$ 14.664,74","$ 4.748,22","$ 11.451,72"]
[10608,"Estruc metal acc parqZonal electrSold h=2.0*L=6.16","UN",5440448.0800000001,"$ 4.154.745,92","$ 116.175,00","$ 752.700,01","$ 16.618,77","$ 400.208,38"]
[19143,"ESTRUC METAL CUBIERTA - ACERO-60.000PSI CEFE TUNAL","KG",10918.35,"$ 5.117,83","$ 1.185,42","$ 4.615,10","$ 0,00","$ 0,00"]
[12111,"Estruc metal.Baranda(Cruceta+Malla Eslab.cal10)**","ML",413847.18,"$ 312.053,27","$ 373,07","$ 74.103,23","$ 9.496,44","$ 17.821,17"]
[13691,"Estruc metalic cerram contra impac(Sin Tuber)H=2.5","ML",593697.26,"$ 434.660,56","$ 5.335,35","$ 119.790,43","$ 16.618,77","$ 17.292,15"]
[13692,"Estruc metalic cerram contra impac(Sin Tuber)H=2.5","M2",302720.84999999998,"$ 173.864,22","$ 2.134,14","$ 99.072,22","$ 6.647,51","$ 21.002,76"]
[10236,"Estruc metalic.cerram eslabon.cal10-Cruc-h=2.50**","ML",508537.38,"$ 308.969,54","$ 17.544,50","$ 165.404,57","$ 16.618,77","$ 0,00"]
[10234,"Estruc metalic.cerram eslabon.cal12-Cruc-h=2.50m**","ML",445963.95,"$ 235.752,12","$ 2.945,25","$ 165.404,57","$ 16.618,77","$ 25.243,24"]
[15259,"Estruc metalic.cerram ondulada.cal10 -h=2.50m*","ML",411564.96,"$ 203.300,24","$ 2.945,25","$ 165.404,57","$ 16.618,77","$ 23.296,13"]
[10509,"Estruc metalica acceso parque zonal cal10 h=2.5 **","UN",1800512.25,"$ 1.236.189,73","$ 78.540,00","$ 335.792,47","$ 16.618,77","$ 133.371,28"]
[10400,"Estruc metalica cerram eslabonada cal10  h=1.0 **","ML",187936.89,"$ 98.296,44","$ 5.835,49","$ 68.208,07","$ 6.647,51","$ 8.949,38"]
[10404,"Estruc metalica cerram eslabonada cal10  h=1.5 **","ML",286548.21000000002,"$ 175.208,80","$ 7.578,52","$ 80.144,48","$ 9.971,26","$ 13.645,15"]
[11803,"Estruc metalica cerram eslabonada cal10  h=2.5m**","ML",429396.67,"$ 272.084,50","$ 3.927,00","$ 138.428,28","$ 14.956,89","$ 0,00"]
[10416,"Estruc metalica cerram eslabonada cal10  h=3.0 **","ML",475117.57,"$ 289.152,07","$ 3.534,30","$ 162.488,68","$ 19.942,52","$ 0,00"]
[10556,"Estruc metalica cerram eslabonada cal12  h=2.0  **","ML",382549.5,"$ 247.572,34","$ 2.945,25","$ 97.196,50","$ 16.618,77","$ 18.216,64"]
[13670,"Estruc metalica cerram eslabonada cal12  h=2.5m**","ML",405517.86,"$ 246.254,27","$ 3.927,00","$ 121.069,33","$ 14.956,89","$ 19.310,37"]
[20613,"Estruc metalica cerram malla  cal 10 eslab  h=5m incluye tubo negro 4\" + galvanizado","ML",873510.44,"$ 603.806,11","$ 7.298,85","$ 187.572,20","$ 33.237,54","$ 41.595,74"]
[10284,"Estruc metalica cerram malla  cal 10 eslab  h=5m**","ML",873179.85,"$ 603.491,27","$ 7.298,85","$ 187.572,20","$ 33.237,54","$ 41.579,99"]
[10283,"Estruc metalica cerram malla  cal 12 eslab  h=5m**","ML",842310.85,"$ 574.092,22","$ 7.298,85","$ 187.572,20","$ 33.237,54","$ 40.110,04"]
[10554,"Estruc metalica para cerram contra impac  h=2.0m**","ML",388358.68,"$ 226.841,96","$ 5.335,35","$ 121.069,33","$ 16.618,77","$ 18.493,27"]
[10077,"Estruc metalica para cerram contra impac  h=2.5m**","ML",696456.25,"$ 516.857,82","$ 5.335,35","$ 124.479,73","$ 16.618,77","$ 33.164,58"]
[10091,"Estruc metalica para cerram contra impac  h=3.0m**","ML",453899.67,"$ 262.898,53","$ 6.120,75","$ 146.647,35","$ 16.618,77","$ 21.614,27"]
[10088,"Estruc metalica para cerram contra impac  h=5m**","ML",1053629.78,"$ 719.936,36","$ 7.298,85","$ 242.984,18","$ 33.237,54","$ 50.172,85"]
[20602,"Estruc metalica para cerramiento contra impac h=5m incluye tubo negro 4\" + galvanizado","ML",1054078.3600000001,"$ 720.363,58","$ 7.298,85","$ 242.984,18","$ 33.237,54","$ 50.194,21"]
[14270,"Estruc. Baloncesto antibandalica (Suministro)","JGO",4106470,"$ 4.106.470,00","$ 0,00","$ 0,00","$ 0,00","$ 0,00"]
[12502,"Estruc. marco (portería) minifútbol (sum e inst)**","JGO",336734.42,"$ 119.362,47","$ 4.293,75","$ 85.654,97","$ 127.423,23","$ 0,00"]
[10529,"Estruc. microfutbol con malla (Sum+Inst)**","JGO",3815723.13,"$ 3.511.525,60","$ 14.425,35","$ 274.901,66","$ 14.870,53","$ 0,00"]
[10561,"Estruc. minifutbol con malla (Sum+Inst)**","JGO",2915999.68,"$ 2.607.826,09","$ 9.151,50","$ 176.255,68","$ 122.766,42","$ 0,00"]
[10429,"Estruc.Baloncesto Tabl. Antiband (Sum+Inst) **","JGO",5929184.6200000001,"$ 4.843.824,68","$ 88.510,87","$ 897.160,21","$ 99.688,88","$ 0,00"]
[10810,"Estruc.Baloncesto Tabl.Antiband (SoloInstalacion)","JGO",1822714.62,"$ 737.354,68","$ 88.510,87","$ 897.160,21","$ 99.688,88","$ 0,00"]
[10452,"Estruc.Mult +Balonc.Tabl. Antiband (Sum+Inst) **","JGO",8236203.5599999996,"$ 7.038.044,50","$ 99.434,38","$ 999.560,49","$ 99.164,20","$ 0,00"]
[14527,"Estruct.Subterranizac.Poste Acomet.PPal","UN",821575.8,"$ 555.176,00","$ 41.664,24","$ 221.411,81","$ 3.323,75","$ 0,00"]
[20601,"ESTRUCTURA / PARALES DE TENIS (Suministro)","JGO",1520570,"$ 1.520.570,00","$ 0,00","$ 0,00","$ 0,00","$ 0,00"]
[14836,"ESTRUCTURA BALONCESTO ANTIBAN (DESM+SUM+INST)","JGO",5220729.33,"$ 4.708.324,79","$ 54.640,35","$ 263.728,17","$ 194.036,01","$ 0,00"]
[10233,"Estructura Baloncesto antibandalica (sumin e insta","JGO",5098899.76,"$ 4.794.040,13","$ 5.258,84","$ 128.233,33","$ 171.367,44","$ 0,00"]
[17472,"ESTRUCTURA BALONCESTO BRAZO 3.20m (sum+inst) CRDC","UN",5929184.6200000001,"$ 4.843.824,68","$ 88.510,87","$ 897.160,21","$ 99.688,88","$ 0,00"]
[15776,"ESTRUCTURA CANCHA MULTINIVEL BALONCESTO móvil","??",0,"$ 0,00","$ 0,00","$ 0,00","$ 0,00","$ 0,00"]
[11340,"ESTRUCTURA DE ENTREGA(FONTANAR)INCLUYE REFUERZO**","UN",47806382.079999998,"$ 12.693.004,85","$ 29.866.377,32","$ 5.246.999,91","$ 0,00","$ 0,00"]
[14301,"Estructura de tenis - Suministro","JGO",876571.01,"$ 876.571,01","$ 0,00","$ 0,00","$ 0,00","$ 0,00"]
[14736,"ESTRUCTURA DE TENIS (SUM + INST)","JGO",1010321.86,"$ 927.400,33","$ 275,73","$ 71.930,01","$ 10.715,79","$ 0,00"]
[14424,"ESTRUCTURA EN MADERA ZAPAN REFORZAMIENTO-MUROS","M2",157297.23000000001,"$ 77.222,89","$ 10.920,59","$ 66.779,64","$ 2.374,11","$ 0,00"]
[11899,"Estructura LA 218 en poste 12 m 1050 kg para trafo","UN",1994946.23,"$ 1.426.240,00","$ 269.681,25","$ 299.024,98","$ 0,00","$ 0,00"]
[16729,"ESTRUCTURA LA-202-NORMA CODENSA (Sin poste)","UN",1437814.85,"$ 473.333,01","$ 790.778,35","$ 173.703,49","$ 0,00","$ 0,00"]
[16703,"ESTRUCTURA LA-203-NORMA CODENSA (Sin poste)","UN",1061058.93,"$ 706.183,00","$ 268.024,18","$ 86.851,75","$ 0,00","$ 0,00"]
[16702,"ESTRUCTURA LA-209-NORMA CODENSA (Sin poste)","UN",2097899.88,"$ 1.133.418,04","$ 790.778,35","$ 173.703,49","$ 0,00","$ 0,00"]
[19005,"ESTRUCTURA LA-218 poste12m IMC 6\" CDRC Cometas","UN",9106872.9199999999,"$ 6.409.070,05","$ 1.095.349,55","$ 1.459.109,32","$ 143.344,00","$ 0,00"]
[16704,"ESTRUCTURA LA-218-NORMA CODENSA (Sin poste)","UN",4316679.95,"$ 2.702.547,05","$ 849.837,54","$ 764.295,36","$ 0,00","$ 0,00"]
[16612,"ESTRUCTURA LA220 Sin Poste","UN",5200127.28,"$ 4.023.553,98","$ 377.537,24","$ 799.036,06","$ 0,00","$ 0,00"]
[17898,"ESTRUCTURA LA-228-NORMA CODENSA (Sin poste)","UN",4774791.29,"$ 3.598.217,99","$ 377.537,24","$ 799.036,06","$ 0,00","$ 0,00"]
[19207,"Estructura Lúdica en acero y refuerzos según cál","UN",125208706,"$ 125.208.706,00","$ 0,00","$ 0,00","$ 0,00","$ 0,00"]
[13719,"Estructura marco futbol (Iinstalación)","JGO",1023925.97,"$ 388.734,12","$ 1.017,62","$ 432.126,07","$ 202.048,17","$ 0,00"]
[10231,"Estructura marco futbol (suministro e instala) **","JGO",5358029.84,"$ 4.712.683,14","$ 1.017,62","$ 441.751,02","$ 202.578,07","$ 0,00"]
[15964,"Estructura marco Rugby (sumin+ instal)+accesorios","JGO",11420572.939999999,"$ 9.827.802,12","$ 800.555,56","$ 478.832,71","$ 313.382,51","$ 0,00"]
[10440,"Estructura marcos micro futbol (instalacion) **","JGO",373619.13,"$ 69.421,60","$ 14.425,35","$ 274.901,66","$ 14.870,53","$ 0,00"]
[11706,"Estructura marcos micro futbol (instalacion) **","??",403583.33,"$ 86.763,38","$ 20.402,09","$ 277.529,43","$ 18.888,42","$ 0,00"]
[14267,"Estructura marcos micro futbol (suministro) **","JGO",3245336,"$ 3.245.336,00","$ 0,00","$ 0,00","$ 0,00","$ 0,00"]
[10232,"Estructura marcos micro futbol Dado+malla(sum+Inst","JGO",3804756.75,"$ 3.489.469,60","$ 14.425,35","$ 285.991,28","$ 14.870,53","$ 0,00"]
[14612,"Estructura Metal para Cubiertas -Columna Portico 1","ML",124164.22,"$ 32.137,28","$ 15.420,55","$ 59.750,21","$ 16.856,18","$ 0,00"]
[14613,"Estructura Metal para Cubiertas -Columna Portico 3","ML",124164.22,"$ 32.137,28","$ 15.420,55","$ 59.750,21","$ 16.856,18","$ 0,00"]
[14597,"Estructura Metal. Cancha Squash UDS segun especifi","KG",11635.48,"$ 4.581,54","$ 1.373,81","$ 5.680,13","$ 0,00","$ 0,00"]
[14501,"Estructura Metal. para Cubiertas Perfil PHR C+pint","ML",156102.01999999999,"$ 63.084,37","$ 20.209,83","$ 59.750,21","$ 13.057,61","$ 0,00"]
[17069,"ESTRUCTURA METALICA CDRC (materiales, fabricación y montaje)+limpieza+imprimante+acabado (sum+inst)","KG",15635.01,"$ 0,00","$ 0,00","$ 0,00","$ 0,00","$ 15.635,01"]
[16441,"ESTRUCTURA METALICA CUBIERTA - ACERO-60.000PSI","KG",11559.7,"$ 5.693,17","$ 1.251,43","$ 4.615,10","$ 0,00","$ 0,00"]
[10545,"Estructura metalica obra","KG",16624.36,"$ 0,00","$ 215,62","$ 415,37","$ 358,36","$ 15.635,01"]
[14521,"Estructura Metalica para Cubiertas -VIGA IPE 200","ML",118009.92,"$ 30.793,60","$ 12.984,04","$ 59.750,21","$ 14.482,07","$ 0,00"]
[14509,"Estructura Metalica para Cubiertas -VIGA IPE 240","ML",120516.04,"$ 30.793,60","$ 13.116,05","$ 59.750,21","$ 16.856,18","$ 0,00"]
[14614,"Estructura Metalica para Cubiertas -VIGA Portico 2","ML",120314.42,"$ 30.793,60","$ 15.288,54","$ 59.750,21","$ 14.482,07","$ 0,00"]
[14615,"Estructura Metalica para Cubiertas -VIGA Portico 4","ML",120314.42,"$ 30.793,60","$ 15.288,54","$ 59.750,21","$ 14.482,07","$ 0,00"]
[18138,"ESTRUCTURA METALICA PARA ESCALAS CDRC","KG",15635.01,"$ 0,00","$ 0,00","$ 0,00","$ 0,00","$ 15.635,01"]
[14663,"ESTRUCTURA MICROFUTBOL (SUM + INST)","JGO",3618955.13,"$ 3.314.757,60","$ 14.425,35","$ 274.901,66","$ 14.870,53","$ 0,00"]
[15777,"ESTRUCTURA MICROFUTBOL MOVIL (Sum + Transp)","JGO",2794001,"$ 2.794.001,00","$ 0,00","$ 0,00","$ 0,00","$ 0,00"]
[14830,"ESTRUCTURA MICROFUTBOL(DESM+SUM+INST)","JGO",3754700.78,"$ 3.314.955,09","$ 46.163,33","$ 354.392,60","$ 39.189,76","$ 0,00"]
[14737,"ESTRUCTURA MINITENIS (SUM + INST)","JGO",645942.09,"$ 575.406,16","$ 183,82","$ 63.232,62","$ 7.119,48","$ 0,00"]
[15808,"ESTRUCTURA MOVIL FUTBOL 11  2.50X7.32 mts (sumist","JGO",4706886.78,"$ 4.281.301,00","$ 0,00","$ 188.174,78","$ 237.411,00","$ 0,00"]
[15809,"ESTRUCTURA MOVIL FUTBOL 8  2.0x3.0 mts (sumist","JGO",2312902.89,"$ 2.100.110,00","$ 0,00","$ 94.087,39","$ 118.705,50","$ 0,00"]
[11983,"Estructura para Pista de Dirt Jump- Fontanar**","M2",184444.02,"$ 54.277,17","$ 72.532,58","$ 23.829,90","$ 33.804,39","$ 0,00"]
[16734,"Estructura paraPisoFlexible plazoletas+Bse+Asfalto","M2",214347.56,"$ 79.258,99","$ 18.321,45","$ 43.958,49","$ 72.808,64","$ 0,00"]
[2023,"ESTRUCTURA TANGENTE CPS","UN",188450.61,"$ 159.720,27","$ 11.198,34","$ 17.532,00","$ 0,00","$ 0,00"]
[14673,"ESTRUCTURA VOLEIBOL (SUM + INST)","JGO",1235872.02,"$ 1.187.181,97","$ 356,80","$ 39.413,71","$ 8.919,53","$ 0,00"]
[14837,"ESTRUCTURA VOLEIBOL(DESM+SUM+INST)","JGO",1281085.99,"$ 1.187.181,97","$ 8.686,66","$ 73.430,94","$ 11.786,41","$ 0,00"]
[14265,"Estructura voleyball  (suministro)","JGO",1110487,"$ 1.110.487,00","$ 0,00","$ 0,00","$ 0,00","$ 0,00"]
[13718,"Estructura voleyball (Instalación)","JGO",125385.02,"$ 76.694,97","$ 356,80","$ 39.413,71","$ 8.919,53","$ 0,00"]
[10251,"Estructura voleyball+Malla (suministro e instala)","UN",1394736.44,"$ 1.280.710,24","$ 2.931,45","$ 52.501,72","$ 58.593,03","$ 0,00"]
[10441,"Estrucutra Baloncesto antibandalica (instalacion)","JGO",713445.14,"$ 601.723,13","$ 2.662,35","$ 40.851,47","$ 68.208,18","$ 0,00"]
[634,"ESTUCO  SOBRE PAÑETE","M2",5492.66,"$ 1.589,55","$ 185,86","$ 3.717,25","$ 0,00","$ 0,00"]
[13216,"ESTUCO  SOBRE PAÑETE+ ANDAMIO","M2",14109.56,"$ 6.498,30","$ 2.280,29","$ 5.330,98","$ 0,00","$ 0,00"]
[13503,"ESTUCO PARA MUROS (4 MANOS)","M2",10020.9,"$ 6.353,50","$ 174,64","$ 3.492,76","$ 0,00","$ 0,00"]
[17229,"ESTUCO PLASTICO TIPO ESTUKA ACRILICO","M2",13118.04,"$ 6.122,56","$ 1.784,38","$ 5.211,10","$ 0,00","$ 0,00"]
[635,"ESTUCO Y ACRILTEX (3 MANOS)","M2",18468.439999999999,"$ 5.464,13","$ 619,25","$ 12.385,06","$ 0,00","$ 0,00"]
[636,"ESTUCO Y VINILO TIPO-1 (3 MANOS)","M2",17305.91,"$ 5.356,71","$ 1.005,88","$ 10.943,32","$ 0,00","$ 0,00"]
[15126,"ESTUCO Y VINILTEX (1 MANO)","M2",9340.64,"$ 3.077,02","$ 689,02","$ 5.574,60","$ 0,00","$ 0,00"]
[11945,"ESTUCO Y VINILTEX (3 MANOS) **","M2",17810.36,"$ 5.899,49","$ 1.004,05","$ 10.906,82","$ 0,00","$ 0,00"]
[11013,"EUCALIPTO POMARROSO (Sum+Inst+Mant)**","UN",264999.40999999997,"$ 152.014,60","$ 0,00","$ 82.128,00","$ 30.856,81","$ 0,00"]
[18584,"Excava manual+retiro suelo blando+Trasieg(<50mCDRC","M3",86561.32,"$ 316,01","$ 2.176,32","$ 31.601,16","$ 52.467,83","$ 0,00"]
[17999,"EXCAVA. BARRETE-PANTALLA+Bento D=0.40+retiro CDRC","M3",249986.83,"$ 47.486,88","$ 9.038,88","$ 88.635,42","$ 104.825,65","$ 0,00"]
[18675,"Excavac Mecanic+retiro(250m3/dia)V-15m3-BlandoCDRC","M3",39202.230000000003,"$ 5,02","$ 4.301,55","$ 502,12","$ 34.393,54","$ 0,00"]
[15933,"Excavac.Meca+retiro(450m3/dia)V-15m3(15dias)Blando","M3",34675.22,"$ 0,00","$ 5,52","$ 276,16","$ 34.393,54","$ 0,00"]
[15932,"Excavac.Meca+retiro(450m3/dia)V-15m3(30dias)Blando","M3",36511.629999999997,"$ 0,00","$ 5,52","$ 276,16","$ 36.229,95","$ 0,00"]
[15934,"Excavac.Meca+retiro(464m3/dia)V-15m3(15dias)Blando","M3",34675.22,"$ 0,00","$ 5,52","$ 276,16","$ 34.393,54","$ 0,00"]
[15935,"Excavac.Meca+retiro(464m3/dia)V-15m3(30dias)Blando","M3",36511.629999999997,"$ 0,00","$ 5,52","$ 276,16","$ 36.229,95","$ 0,00"]
[15928,"Excavac.Mecanic+retiro(350m3/dia)V-15m3(15d)Blando","M3",34764.85,"$ 0,00","$ 7,28","$ 364,03","$ 34.393,54","$ 0,00"]
[15931,"Excavac.Mecanic+retiro(350m3/dia)V-15m3Blando","M3",37185.57,"$ 0,00","$ 7,28","$ 364,03","$ 36.814,26","$ 0,00"]
[16195,"Excavac.Mecanic+retiro(464m3/dia)V-15m3-Tierra","M3",34369.47,"$ 0,00","$ 5,52","$ 276,16","$ 34.087,79","$ 0,00"]
[15936,"Excavac.Mecanic+retiro(464m3/dia)V-6m3(15d)Blando","M3",51728.639999999999,"$ 0,00","$ 5,52","$ 276,16","$ 51.446,96","$ 0,00"]
[14193,"Excavacion bulldozer con retiro suelo blando suelt","M3",50009.54,"$ 0,00","$ 2.717,27","$ 0,00","$ 47.292,27","$ 0,00"]
[12180,"Excavacion con equipo en roca  Caisson**","M3",449889.34,"$ 22.224,50","$ 194.836,51","$ 184.396,48","$ 48.431,84","$ 0,00"]
[12498,"Excavacion en roca (Compresor+MO)con retiro**","M3",139722.51,"$ 131,66","$ 44.678,86","$ 43.370,06","$ 51.541,93","$ 0,00"]
[18903,"Excavación en zona verde (RELLENO+COMPAC)","UN",85841.03,"$ 28.385,28","$ 849,10","$ 56.606,65","$ 0,00","$ 0,00"]
[12629,"Excavacion manual  sin retiro en recebo **","M3",37627.589999999997,"$ 40,81","$ 1.860,63","$ 35.726,14","$ 0,00","$ 0,00"]
[12175,"Excavacion manual con retiro en recebo **","M3",73233.36,"$ 14,61","$ 1.072,27","$ 20.913,18","$ 51.233,29","$ 0,00"]
[18481,"Excavacion manual con retiro en roca  Caisson CDRC","M3",263144.19,"$ 24.068,46","$ 6.247,40","$ 184.396,48","$ 48.431,84","$ 0,00"]
[18684,"Excavacion manual con retiro en roca  Caisson CDRC","M3",263144.19,"$ 24.068,46","$ 6.247,40","$ 184.396,48","$ 48.431,84","$ 0,00"]
[11675,"Excavacion manual con retiro en roca  Caisson**","M3",255768.34,"$ 22.224,50","$ 715,51","$ 184.396,48","$ 48.431,84","$ 0,00"]
[13066,"Excavacion manual con retiro en roca fragment. **","M3",140794.76,"$ 883,93","$ 1.714,57","$ 85.728,43","$ 52.467,83","$ 0,00"]
[13195,"Excavacion manual con retiro suelo blando**","M3",66593.14,"$ 14,61","$ 745,89","$ 14.385,67","$ 51.446,96","$ 0,00"]
[22,"EXCAVACION MANUAL h=2 M. incluye entibado","M3",307112.26,"$ 219.018,00","$ 1.164,25","$ 46.570,14","$ 40.359,87","$ 0,00"]
[12329,"Excavacion manual sin retiro en roca fragment. **","M3",77918.13,"$ 883,93","$ 149,07","$ 76.885,14","$ 0,00","$ 0,00"]
[10171,"Excavacion manual sin retiro en suelo blando    **","M3",10902.12,"$ 22,38","$ 556,90","$ 10.322,84","$ 0,00","$ 0,00"]
[15430,"Excavacion manual sin retiro mas acopio    **","M3",16032.6,"$ 22,38","$ 5.687,38","$ 10.322,84","$ 0,00","$ 0,00"]
[19136,"EXCAVACION MANUAL SIN RETIRO SUELO COMPACTO + TRASIEGO","M3",27975.64,"$ 42,00","$ 1.147,91","$ 26.785,73","$ 0,00","$ 0,00"]
[23,"EXCAVACION MANUAL TALUDES","M3",37287.07,"$ 0,00","$ 651,98","$ 32.599,10","$ 4.035,99","$ 0,00"]
[10093,"Excavación manual+retiro suelo blando+Trasieg(<50m","M3",83433.63,"$ 0,00","$ 2.042,43","$ 28.923,37","$ 52.467,83","$ 0,00"]
[15917,"Excavación Mecanic+retiro(100m3/dia)V-15M3-Blando","M3",46390.16,"$ 0,00","$ 10.741,33","$ 1.255,29","$ 34.393,54","$ 0,00"]
[15930,"Excavación Mecanic+retiro(100m3/dia)V-15M3-Tierra","M3",44248,"$ 0,00","$ 10.741,33","$ 1.255,29","$ 32.251,38","$ 0,00"]
[15920,"Excavación Mecanic+retiro(150m3/dia)V-15m3-Blando","M3",42431.28,"$ 0,00","$ 7.196,69","$ 841,05","$ 34.393,54","$ 0,00"]
[16196,"Excavación Mecanic+retiro(150m3/dia)V-15m3-Tierra","M3",40289.120000000003,"$ 0,00","$ 7.196,69","$ 841,05","$ 32.251,38","$ 0,00"]
[15924,"Excavación Mecanic+retiro(165m3/dia)V-15m3-Blando","M3",41711.47,"$ 0,00","$ 6.552,20","$ 765,73","$ 34.393,54","$ 0,00"]
[15926,"Excavación Mecanic+retiro(165m3/dia)V-6m3-Blando","M3",58764.89,"$ 0,00","$ 6.552,20","$ 765,73","$ 51.446,96","$ 0,00"]
[15921,"Excavación Mecanic+retiro(200m3/dia)V-15m3-Blando","M3",35033.74,"$ 0,00","$ 12,55","$ 627,65","$ 34.393,54","$ 0,00"]
[16197,"Excavación Mecanic+retiro(200m3/dia)V-15m3-Tierra","M3",32891.58,"$ 0,00","$ 12,55","$ 627,65","$ 32.251,38","$ 0,00"]
[15929,"Excavación Mecanic+retiro(200m3/dia)V-6m3-Blando","M3",57445.27,"$ 0,00","$ 5.370,66","$ 627,65","$ 51.446,96","$ 0,00"]
[16192,"Excavación mecanic+retiro(250m3/dia)V-15m3- Tierra","M3",37050.03,"$ 0,00","$ 4.296,53","$ 502,12","$ 32.251,38","$ 0,00"]
[15922,"Excavación Mecanic+retiro(250m3/dia)V-15m3-Blando","M3",39192.19,"$ 0,00","$ 4.296,53","$ 502,12","$ 34.393,54","$ 0,00"]
[16193,"Excavación mecanic+retiro(250m3/dia)V-6m3- Tierra","M3",53064.31,"$ 0,00","$ 4.296,53","$ 502,12","$ 48.265,66","$ 0,00"]
[10380,"Excavación mecanic+retiro(250m3/dia)V-6m3-S.Blando","M3",56245.61,"$ 0,00","$ 4.296,53","$ 502,12","$ 51.446,96","$ 0,00"]
[15946,"Excavación Mecanic+retiro(350m3/dia)V-15m3-Tierra","M3",35043.410000000003,"$ 0,00","$ 7,28","$ 364,03","$ 34.672,10","$ 0,00"]
[16194,"Excavación Mecanic+retiro(450m3/dia)V-15m3-Tierra","M3",34369.47,"$ 0,00","$ 5,52","$ 276,16","$ 34.087,79","$ 0,00"]
[24,"EXCAVACION MECANICA (Cargue+Transp+Disp final)","M3",76598.22,"$ 0,00","$ 9.672,84","$ 2.824,41","$ 64.100,97","$ 0,00"]
[16829,"EXCAVACION MECANICA (Cargue+Transp+DispFinal)CDRC","M3",64085.43,"$ 28,24","$ 9.785,82","$ 2.824,41","$ 51.446,96","$ 0,00"]
[19134,"EXCAVACION MECANICA (Suelo Compacto h=2-4m) CEFE COMETAS","M3",19857.29,"$ 0,00","$ 18.288,18","$ 1.569,11","$ 0,00","$ 0,00"]
[19133,"EXCAVACION MECANICA (Suelo Compacto h=2m) CEFE COMETAS","M3",16017.02,"$ 0,00","$ 14.636,20","$ 1.380,82","$ 0,00","$ 0,00"]
[11674,"Excavacion mecanica sin retiro en roca       **","M3",45350.46,"$ 126,28","$ 35.683,96","$ 9.540,22","$ 0,00","$ 0,00"]
[10863,"Excavacion mecanica sin retiro suelo blando **","M3",6228.78,"$ 0,00","$ 5.375,18","$ 853,60","$ 0,00","$ 0,00"]
[774,"EXCAVACION MURO CIERRE","M3",33380.93,"$ 0,00","$ 654,53","$ 32.726,40","$ 0,00","$ 0,00"]
[17751,"EXCAVACIÓN PILOTE  D=0.60 + retiro.CDRC","ML",57431.83,"$ 14.326,76","$ 6.046,70","$ 7.429,73","$ 29.628,65","$ 0,00"]
[17722,"EXCAVACIÓN PILOTE D=0.20 + retiro CDRC","ML",8425.59,"$ 1.494,91","$ 130,44","$ 3.534,93","$ 3.265,31","$ 0,00"]
[18692,"EXCAVACIÓN PILOTE D=0.30+Concreto3500+retiro CDRC","ML",41263.199999999997,"$ 29.152,78","$ 4.708,59","$ 4.136,53","$ 3.265,31","$ 0,00"]
[17996,"EXCAVACIÓN PILOTE D=0.40 + retiro.CDRC","ML",33374.43,"$ 6.457,23","$ 6.841,04","$ 4.995,78","$ 15.080,38","$ 0,00"]
[17998,"EXCAVACIÓN PILOTE D=0.70 + retiro.CDRC","ML",74914.12,"$ 19.408,13","$ 6.173,39","$ 9.013,40","$ 40.319,20","$ 0,00"]
[18539,"EXCAVACION RELLENO COMPACTACION CODENSA CS-208","ML",82483.08,"$ 28.039,67","$ 3.798,38","$ 50.645,03","$ 0,00","$ 0,00"]
[17454,"EXCAVACION Y CANALIZACION PARA 4 DUCTOS PVC","ML",62600,"$ 9.022,86","$ 2.551,29","$ 51.025,85","$ 0,00","$ 0,00"]
[17546,"EXCAVACION Y CONST. CAJA DE INSPECC SENCILLA CS275","UN",1736678.3999999999,"$ 852.990,76","$ 14.712,22","$ 658.414,65","$ 210.560,76","$ 0,00"]
[25,"EXCAVACION ZANJA h=1 M  Material Compactado","M3",73887.740000000005,"$ 0,00","$ 680,68","$ 34.034,24","$ 39.172,82","$ 0,00"]
[26,"EXCAVACION ZANJA h=1M Material Suelto","M3",58273.84,"$ 0,00","$ 374,53","$ 18.726,49","$ 39.172,82","$ 0,00"]
[11944,"EXCAVACION ZANJA h=1m Material Suelto **","M3",63336.99,"$ 0,00","$ 465,89","$ 23.294,69","$ 39.576,41","$ 0,00"]
[27,"EXCAVACION ZANJA h=2M Material Compactado","M3",79731.61,"$ 0,00","$ 748,72","$ 37.435,96","$ 41.546,93","$ 0,00"]
[11949,"EXCAVACION ZANJA h=2M Material Suelto","M3",54489.13,"$ 0,00","$ 253,77","$ 12.688,43","$ 41.546,93","$ 0,00"]
[28,"EXCAVACION ZANJA h=2M Material Suelto+retiro","M3",69143.64,"$ 0,00","$ 366,55","$ 18.327,25","$ 50.449,84","$ 0,00"]
[10911,"EXCAVACION ZANJA h=2M Matr Comp sin trans","M3",35792.620000000003,"$ 0,00","$ 1.949,97","$ 33.842,65","$ 0,00","$ 0,00"]
[16558,"Excavación+Transporte+conformac+compact de terreno","M3",52987.040000000001,"$ 0,00","$ 29.874,39","$ 7.918,35","$ 15.194,30","$ 0,00"]
[15317,"ExcavacionMecanica Roca+Compres+carg+retioZonaPend","M3",155725.51999999999,"$ 145,10","$ 93.351,41","$ 9.245,14","$ 52.983,87","$ 0,00"]
[10005,"ExcavacionMecanica Roca+Compres+carg+retioZonaPlan","M3",154895.9,"$ 145,10","$ 92.521,79","$ 9.245,14","$ 52.983,87","$ 0,00"]
[16830,"ExcavacionMecanica sin retiroSuelo blan+trasieCDRC","M3",22908.98,"$ 161,31","$ 6.617,17","$ 16.130,50","$ 0,00","$ 0,00"]
[16563,"ExcavacionMecanica sin retiroSuelo blando+trasieg","M3",22980.39,"$ 0,00","$ 6.623,94","$ 16.356,45","$ 0,00","$ 0,00"]
[17763,"Expansor 8 zonas cableadas HSM2108 (SUMI INST)","UN",16274.28,"$ 0,00","$ 640,97","$ 15.633,31","$ 0,00","$ 0,00"]
[29,"EXPLANACION Y EXTENDIDA","M3",313.82,"$ 0,00","$ 0,00","$ 313,82","$ 0,00","$ 0,00"]
[30,"EXPLANACION Y RETIRO (Bulldozer+Cargador+Volq)","M3",35021.19,"$ 0,00","$ 0,00","$ 627,65","$ 34.393,54","$ 0,00"]
[12168,"Explosión en Roca con  Químico Detonante","UN",20476.61,"$ 0,00","$ 12.652,65","$ 7.823,96","$ 0,00","$ 0,00"]
[14502,"EXTINTOR SOKAFLAN 123 (3.700) SUMINISTRO E INSTAL.","UN",224677.94,"$ 637,60","$ 214.047,64","$ 9.992,70","$ 0,00","$ 0,00"]
[10272,"Extraccion tocones area de 1 a 2 m2 mediano porte*","UN",271227.62,"$ 65,83","$ 19.580,18","$ 194.602,97","$ 56.978,64","$ 0,00"]
[10273,"Extraccion tocones area de 2.01 a 3 m2 gran porte","UN",481873.83,"$ 118,49","$ 36.222,29","$ 360.065,08","$ 85.467,96","$ 0,00"]
[10274,"Extraccion tocones area de menor a 1 m2 pequeño**","UN",174754.95,"$ 19,75","$ 7.111,39","$ 141.508,60","$ 26.115,21","$ 0,00"]
[19178,"EXTRACTOR CENTRIFUGO EN LINEA  TRANSM CEFE COMETAS","UN",16170620.220000001,"$ 15.824.646,22","$ 16.480,66","$ 329.493,33","$ 0,00","$ 0,00"]
[14688,"EXTRACTOR PARA BAÑO ACRILICO Ø6\"+REJILLA PLASTICA","UN",130760.88,"$ 42.172,09","$ 1.737,04","$ 86.851,75","$ 0,00","$ 0,00"]
[13866,"Face plate doble voz y datos RJ-45 EIA/TIA Gran Al","UN",53952.92,"$ 35.910,00","$ 1.541,09","$ 16.501,83","$ 0,00","$ 0,00"]
[12262,"Face plate doble voz y datos RJ-45 EIA/TIA sum+ins","UN",42050.42,"$ 35.910,00","$ 60,80","$ 6.079,62","$ 0,00","$ 0,00"]
[17663,"FACEPLATE CON JACK DE 2 INSERTOS RJ 45","UN",29869.18,"$ 295,30","$ 44,29","$ 29.529,59","$ 0,00","$ 0,00"]
[11755,"Fachada  en 150 FS Aluzinc **","M2",24411.56,"$ 239,60","$ 1.575,80","$ 10.678,60","$ 11.917,56","$ 0,00"]
[13364,"FACHADA EXTERIOR MUROS EN COMPACT T. MADERA, REF MATE ROBLE LINEAL DE PANELEX O SIMI CEFE COMETAS   ","M2",865943.52,"$ 764.534,57","$ 4.840,42","$ 96.568,53","$ 0,00","$ 0,00"]
[20619,"FACHADAS VERDES VEGETALES PARA ESCENARIOS IDRD ","M2",341741.67,"$ 189.047,03","$ 31.642,60","$ 63.812,96","$ 2.150,16","$ 55.088,92"]
[18451,"FACTORY COMMISSIONING","UN",0,"$ 0,00","$ 0,00","$ 0,00","$ 0,00","$ 0,00"]
[818,"FAROL DE PEDESTAL","UN",36619.97,"$ 8.983,44","$ 1.761,02","$ 25.157,34","$ 718,17","$ 0,00"]
[15923,"FERTILIZANTE ORGANICO TIPO HUMUS (aplicacion)","KG",3237.31,"$ 2.126,95","$ 0,00","$ 1.110,36","$ 0,00","$ 0,00"]
[12164,"FERTILIZANTE QUÍMICO GRANULADO, FOLIAR Y ORGANICO","KG",2961.66,"$ 1.851,30","$ 0,00","$ 1.110,36","$ 0,00","$ 0,00"]
[13515,"FIJACIÓN  CORREAS  PERFIL C 5\"x2\" (Inst+sum)","ML",80263.179999999993,"$ 16.570,01","$ 15.975,75","$ 47.043,70","$ 673,72","$ 0,00"]
[14409,"FIJACIÓN  CORREAS  PERFIL C 5\"x2\" (Instalacion)","ML",64429.45,"$ 1.410,00","$ 15.975,75","$ 47.043,70","$ 0,00","$ 0,00"]
[13243,"fijacion de borde  para membrana Sarnafil","ML",20763.09,"$ 17.054,77","$ 72,71","$ 3.635,61","$ 0,00","$ 0,00"]
[14494,"fijacion de borde membrana Impervinil HR 1200RF","ML",16318.91,"$ 12.610,59","$ 72,71","$ 3.635,61","$ 0,00","$ 0,00"]
[15428,"Filo en tubo Cuadr.SkatePark (SUM+INST)+Grouting","ML",229506.82,"$ 161.003,32","$ 8.889,73","$ 41.293,77","$ 0,00","$ 18.320,00"]
[13539,"Filo o  dilatación  en  mortero (1:4)  impermeabi","ML",5598.09,"$ 1.640,44","$ 121,03","$ 3.836,62","$ 0,00","$ 0,00"]
[992,"FILO O DILATACION BAJO PLACA","ML",7050.4,"$ 1.669,24","$ 0,00","$ 5.381,16","$ 0,00","$ 0,00"]
[10996,"Filos y dilat mortero modific plimero  reparac **","ML",39673.089999999997,"$ 34.092,21","$ 164,88","$ 5.416,01","$ 0,00","$ 0,00"]
[12768,"Filos y dilat mortero modific polimero(Hasta 10cm)","ML",23155.01,"$ 16.496,87","$ 285,66","$ 5.713,10","$ 659,38","$ 0,00"]
[12531,"FILOS Y DILATACIONES BAJO MALLA (MORTERO)","ML",6500.52,"$ 1.540,84","$ 0,00","$ 4.959,68","$ 0,00","$ 0,00"]
[12530,"FILOS Y DILATACIONES BAJO PLACA (MORTERO)","ML",5877.27,"$ 1.540,84","$ 0,00","$ 4.336,43","$ 0,00","$ 0,00"]
[637,"FILOS Y DILATACIONES MURO - PLACA (CAOLIN)","ML",3831.71,"$ 642,52","$ 62,53","$ 3.126,66","$ 0,00","$ 0,00"]
[172,"FILOS Y DILATACIONES MURO - PLACA (MORTERO)","ML",5184.28,"$ 1.829,74","$ 159,74","$ 3.194,79","$ 0,00","$ 0,00"]
[10373,"Filtro Chimenea Excav+geoNT-1600+tubo100mm  **","M3",281743.78000000003,"$ 160.841,40","$ 5.800,22","$ 62.634,32","$ 52.467,83","$ 0,00"]
[10471,"Filtro de Arena Ø60\" / 1500Mm conexion lateral -CometasSUM+INS","UN",14244451.43,"$ 14.006.986,36","$ 11.312,43","$ 226.152,65","$ 0,00","$ 0,00"]
[19010,"Filtro de Arena Ø79\" / 2000MmCRDC-CometasSUM+INS","UN",20243948.530000001,"$ 20.006.740,00","$ 11.295,64","$ 225.912,89","$ 0,00","$ 0,00"]
[17950,"FILTRO EN FIBRA DE VIDRIO ø60\"X102\"","UN",283277.99,"$ 100.734,51","$ 8.692,55","$ 173.850,93","$ 0,00","$ 0,00"]
[17535,"Filtro fibra vidrio bobinado 600gpm @15gpm/ft2Pisc","UN",309529.99,"$ 1.738,51","$ 133.940,55","$ 173.850,93","$ 0,00","$ 0,00"]
[11467,"Filtro frances con escoria e=0.15m  **","M2",33237.919999999998,"$ 24.647,88","$ 1.588,87","$ 7.001,17","$ 0,00","$ 0,00"]
[10094,"Filtro frances Excav+geoNT-1600+tubo 65mm  **","M3",686858.96,"$ 360.317,51","$ 12.096,97","$ 174.257,86","$ 140.186,60","$ 0,00"]
[11327,"Filtro frances Pista de trote (Fontanar)  **","ML",90906.94,"$ 39.689,45","$ 1.191,12","$ 23.198,93","$ 26.827,44","$ 0,00"]
[10071,"Filtro frances(trinchera)35x35 Excav+geoNT-1800 **","ML",49269.32,"$ 25.090,10","$ 882,66","$ 9.186,75","$ 14.109,81","$ 0,00"]
[11059,"Filtro frances(trinchera)40*120Excav+geoNT-2000**","ML",178618.56,"$ 88.027,18","$ 2.896,91","$ 31.160,98","$ 56.533,49","$ 0,00"]
[12574,"Filtro frances(trinchera)40*150Excav+geoNT-2000**","ML",193242.67,"$ 104.366,28","$ 2.798,69","$ 29.906,26","$ 56.171,44","$ 0,00"]
[10068,"Filtro frances(trinchera)60*80 Excav+geoNT-1600**","ML",157436.14000000001,"$ 78.133,26","$ 2.381,42","$ 26.580,67","$ 50.340,80","$ 0,00"]
[12573,"Filtro frances(trinchera)80*150Excav+geoNT-2000**","ML",350207.55,"$ 204.296,19","$ 6.432,63","$ 76.517,33","$ 62.961,40","$ 0,00"]
[11176,"Filtro frances20*30 Excav+geoNT-1600+tubo 100mm **","ML",64568.68,"$ 32.438,58","$ 1.212,92","$ 21.121,60","$ 9.795,58","$ 0,00"]
[11175,"Filtro frances30*30 Excav+geoNT-1600+tubo 100mm **","ML",73039.16,"$ 38.047,23","$ 1.329,62","$ 22.292,69","$ 11.369,61","$ 0,00"]
[10424,"Filtro frances30*40 Excav+geoNT-1600+tubo 100mm **","ML",82148.37,"$ 44.191,08","$ 1.630,06","$ 25.033,58","$ 11.293,64","$ 0,00"]
[10733,"Filtro frances30*60 Excav+geoNT-1600+tubo 100mm **","ML",112263.82,"$ 53.813,33","$ 2.081,79","$ 28.757,80","$ 27.610,90","$ 0,00"]
[10069,"Filtro frances35x35 Excav+geoNT-1600+tubo 65mm  **","ML",93172.28,"$ 48.360,37","$ 1.657,25","$ 24.351,70","$ 18.802,96","$ 0,00"]
[13442,"Filtro frances40*115 Excav+geoNT-1600+tubo 100mm *","ML",135602.10999999999,"$ 56.050,08","$ 2.887,33","$ 38.284,84","$ 38.379,86","$ 0,00"]
[14438,"Filtro frances40*120 Excav+geoNT-1800+tubo100mm","ML",194908.12,"$ 104.782,61","$ 3.280,76","$ 43.992,08","$ 42.852,69","$ 0,00"]
[11058,"Filtro frances40*120 Excav+geoNT-2000+tubo100mm","ML",201744.3,"$ 108.382,48","$ 3.254,94","$ 38.321,61","$ 51.785,27","$ 0,00"]
[16752,"Filtro frances40*35 Excav+geoNT-1600+tubo 100mm **","ML",55905.919999999998,"$ 33.668,75","$ 913,62","$ 12.553,58","$ 8.769,97","$ 0,00"]
[10294,"Filtro frances40*40 Excav+geoNT-1600+tubo 100mm **","ML",95116.73,"$ 50.708,45","$ 1.542,53","$ 20.014,94","$ 22.850,81","$ 0,00"]
[13441,"Filtro frances40*40 Excav+geoNT-1600+tubo 100mm **","ML",100741.12,"$ 50.708,45","$ 1.810,36","$ 25.371,50","$ 22.850,81","$ 0,00"]
[10763,"Filtro frances40*40 Excav+geoNT-1600+tubo 160mm **","ML",131317.01999999999,"$ 80.836,67","$ 1.831,67","$ 25.797,87","$ 22.850,81","$ 0,00"]
[10872,"Filtro frances40*40 Excav+geoNT-1600+tubo 200mm **","ML",122760.68,"$ 87.240,03","$ 2.018,61","$ 18.266,19","$ 15.235,85","$ 0,00"]
[10072,"Filtro frances40*40 Excav+geoNT-1600+tubo 65mm  **","ML",105204.29,"$ 54.723,94","$ 1.831,67","$ 25.797,87","$ 22.850,81","$ 0,00"]
[16751,"Filtro frances40*80 Excav+geoNT-1800+tubo100mm","ML",111434.93,"$ 58.871,67","$ 2.241,53","$ 30.533,52","$ 19.788,21","$ 0,00"]
[16753,"Filtro frances40*80 Excav+geoNT-1800+tubo100mm","ML",111603.67,"$ 63.372,71","$ 2.051,83","$ 27.964,96","$ 18.214,18","$ 0,00"]
[16755,"Filtro frances40*80 Excav+geoNT-1800+tubo160mm","ML",147212.26999999999,"$ 96.844,61","$ 2.051,83","$ 27.964,96","$ 20.350,88","$ 0,00"]
[16754,"Filtro frances40*80 Excav+geoNT-1800+tubo200mm","ML",150386.42000000001,"$ 100.018,76","$ 2.051,83","$ 27.964,96","$ 20.350,88","$ 0,00"]
[10168,"Filtro frances50*30 Excav+geoNT-1600+tubo100mm  **","ML",87045.6,"$ 47.895,78","$ 1.584,86","$ 24.946,57","$ 12.618,39","$ 0,00"]
[10704,"Filtro frances50*50 Excav+geoNT-1600+tubo100mm  **","ML",106257.21,"$ 63.268,04","$ 1.633,22","$ 21.828,89","$ 19.527,06","$ 0,00"]
[10706,"Filtro frances50*50 Excav+geoNT-1800+tubo100mm  **","ML",121241.96,"$ 72.175,43","$ 2.001,76","$ 29.199,59","$ 17.865,18","$ 0,00"]
[10757,"Filtro frances50*50 Excav+geoNT-1800+tubo200mm  **","ML",146026.1,"$ 102.120,91","$ 1.869,03","$ 26.545,09","$ 15.491,07","$ 0,00"]
[10705,"Filtro frances50*50 Excav+geoNT-1800+tubo65mm  **","ML",115811.62,"$ 69.604,82","$ 1.639,48","$ 21.953,92","$ 22.613,40","$ 0,00"]
[12669,"Filtro frances60*180Excav+geoNT-2000+tubo 100mm**","ML",313710.21999999997,"$ 198.577,59","$ 5.019,67","$ 53.447,70","$ 56.665,26","$ 0,00"]
[10067,"Filtro frances60*80 Excav+geoNT-1600+tubo 65mm  **","ML",164354.70000000001,"$ 102.388,24","$ 2.703,83","$ 33.028,72","$ 26.233,92","$ 0,00"]
[10221,"Filtro frances80*30 Excav+geoNT-1600+tubo160mm  **","ML",112274.54,"$ 63.802,96","$ 2.212,96","$ 30.767,55","$ 15.491,07","$ 0,00"]
[10831,"Filtro geodren planar **","M2",35749.919999999998,"$ 27.737,38","$ 187,51","$ 5.450,93","$ 2.374,11","$ 0,00"]
[17323,"FILTRO GEODREN PLANAR MUROS CONTENCION TALUD CDRC","M2",33430.32,"$ 27.791,89","$ 187,51","$ 5.450,93","$ 0,00","$ 0,00"]
[10167,"Filtro geodren planar tuberia 100 mm  h=1.0  **","ML",112234.34,"$ 76.080,00","$ 1.523,74","$ 19.664,21","$ 14.966,39","$ 0,00"]
[10017,"Filtro geodren planar tuberia 100 mm  h=2.0 **","ML",122786.63,"$ 73.663,23","$ 1.590,08","$ 24.172,08","$ 23.361,24","$ 0,00"]
[10698,"Filtro geodren planar tuberia 110 mm  **","M2",70419.8,"$ 45.621,48","$ 840,36","$ 12.179,30","$ 11.778,67","$ 0,00"]
[10044,"Filtro geodren planar tuberia 110 mm h=5.0 ***","ML",401480.63,"$ 294.979,11","$ 3.534,14","$ 48.125,44","$ 54.841,94","$ 0,00"]
[15253,"Filtro geodren planar tuberia 160 mm  h=1.0 Espald","ML",124053.49,"$ 108.270,30","$ 686,48","$ 12.722,60","$ 2.374,11","$ 0,00"]
[15285,"Filtro geodren planar tuberia 160 mm  h=1.0 Zanja","ML",145706.23999999999,"$ 109.551,90","$ 1.523,74","$ 19.664,21","$ 14.966,39","$ 0,00"]
[15254,"Filtro geodren planar tuberia 200 mm  h=1.0 Espal","ML",128493.7,"$ 113.017,37","$ 669,58","$ 12.432,64","$ 2.374,11","$ 0,00"]
[15284,"Filtro geodren planar tuberia 200 mm  h=1.0 Zanja","ML",148864.85,"$ 113.017,37","$ 1.506,84","$ 19.374,25","$ 14.966,39","$ 0,00"]
[11052,"Filtro perforac horizont d=2'' +cabezote conc **","ML",31279.98,"$ 14.332,40","$ 848,17","$ 16.004,45","$ 94,96","$ 0,00"]
[11690,"Filtro perforac horizont d=2'' sin cabezote conc**","ML",65969.62,"$ 26.405,14","$ 19.087,65","$ 20.426,69","$ 50,14","$ 0,00"]
[10039,"Filtro perforac horizont d=3'' +cabezote conc **","ML",209550.76,"$ 28.579,75","$ 18.637,42","$ 16.004,45","$ 50,14","$ 146.279,00"]
[18546,"FiltroArenaØ57\"(1447mm)FlanchadoS/EspecificCDRC","UN",46868.75,"$ 458,36","$ 916,12","$ 45.494,26","$ 0,00","$ 0,00"]
[18625,"FiltroArenaØ60\"(1500mm)FlanchadoS/EspecificCDRC","UN",144020.63,"$ 1.362,01","$ 6.799,20","$ 135.859,41","$ 0,00","$ 0,00"]
[10731,"FiltroChimeneaVertical Exc+geoNT-1600h=0.6d=0.2**","UN",14257.38,"$ 6.398,69","$ 329,85","$ 6.262,71","$ 0,00","$ 1.266,14"]
[12199,"Filtrofrances(trinch)50*120Excav+geoNT-2000+tubo4\"","ML",235411.56,"$ 108.285,07","$ 4.897,16","$ 71.755,74","$ 50.473,58","$ 0,00"]
[16757,"FiltroFrances(Trinchera)b=0.40mHmax=1.20m(tub100mm","ML",192245.81,"$ 131.314,32","$ 3.520,11","$ 29.155,67","$ 28.255,71","$ 0,00"]
[16759,"FiltroFrances(Trinchera)b=0.40mHmax=1.20m(tub160mm","ML",225717.71,"$ 164.786,22","$ 3.520,11","$ 29.155,67","$ 28.255,71","$ 0,00"]
[16758,"FiltroFrances(Trinchera)b=0.40mHmax=1.20m(tub200mm","ML",228891.86,"$ 167.960,37","$ 3.520,11","$ 29.155,67","$ 28.255,71","$ 0,00"]
[16756,"FiltroFrances(Trinchera)b=0.40mHmax=1.80m(tub100mm","ML",220038.02,"$ 131.314,32","$ 5.237,65","$ 42.883,07","$ 40.602,98","$ 0,00"]
[16739,"FiltroFrances(Trinchera)b=0.40mHmax=1.80m(tub160mm","ML",253509.92,"$ 164.786,22","$ 5.237,65","$ 42.883,07","$ 40.602,98","$ 0,00"]
[16738,"FiltroFrances(Trinchera)b=0.40mHmax=1.80m(Tub200mm","ML",256684.07,"$ 167.960,37","$ 5.237,65","$ 42.883,07","$ 40.602,98","$ 0,00"]
[16700,"Filtrofrances35x35excav+geotextil+tub65mmconFiltro","ML",67889.25,"$ 24.744,85","$ 1.548,15","$ 22.793,29","$ 18.802,96","$ 0,00"]
[16884,"Flanche Cortagoteras Lam.Cal.22 Desa 0.15m+Pintura","ML",52693.94,"$ 17.905,18","$ 7.815,39","$ 26.973,38","$ 0,00","$ 0,00"]
[11274,"Flanche Lámina Galv. Desarrollo 0.15 cal.16+regata","ML",35765.21,"$ 22.882,28","$ 2.493,64","$ 10.389,29","$ 0,00","$ 0,00"]
[11273,"Flanche Lámina Galv. Desarrollo 0.20 cal.16+regata","ML",43076.84,"$ 30.193,91","$ 2.493,64","$ 10.389,29","$ 0,00","$ 0,00"]
[11272,"Flanche Lámina Galv. Desarrollo 0.25 cal 16+regata","ML",54393.41,"$ 37.533,45","$ 5.620,24","$ 11.239,72","$ 0,00","$ 0,00"]
[10954,"Flanche Lámina Galv. Desarrollo 0.25 cal 22+regata","ML",37437.21,"$ 18.135,37","$ 8.062,12","$ 11.239,72","$ 0,00","$ 0,00"]
[10682,"Flanche Lámina Galv. Desarrollo 0.35 cal.22 +regat","ML",49535.09,"$ 30.853,31","$ 5.911,29","$ 12.770,49","$ 0,00","$ 0,00"]
[455,"FLANCHE LATON DESARROLLO :0.20 CAL.22+regata","ML",27072.85,"$ 14.655,32","$ 2.028,24","$ 10.389,29","$ 0,00","$ 0,00"]
[14770,"Flexion piernas presnsa horizontal (SUM + INST)","UN",3209947.08,"$ 3.087.601,29","$ 6.028,41","$ 99.925,94","$ 16.391,47","$ 0,00"]
[15278,"Flores Begonia para jardines (Suministro+Instalaci","M2",37389.46,"$ 11.952,37","$ 1.104,44","$ 21.609,12","$ 2.723,54","$ 0,00"]
[15755,"FLOTADOR DE MERCURIO (Sumin+Instal)","UN",246902.32,"$ 83.300,00","$ 7.790,59","$ 155.811,73","$ 0,00","$ 0,00"]
[17581,"Flotadores salvavidas - Plasticos - Suministro e instalación","UN",224420.89,"$ 195.899,39","$ 282,39","$ 28.239,11","$ 0,00","$ 0,00"]
[13720,"FLUXOMETRO ELECTRONICO (sum e inst) **","UN",1743140.49,"$ 1.677.699,57","$ 3.116,23","$ 62.324,69","$ 0,00","$ 0,00"]
[13326,"FLUXOMETRO PARA SANITARIO Manos libres bajo consum","UN",61853.79,"$ 0,00","$ 5.623,07","$ 56.230,72","$ 0,00","$ 0,00"]
[15110,"FLUXOMETRO PARA SANITARIO(30-60PSI) PALANCA","UN",869962.98,"$ 833.606,91","$ 1.731,24","$ 34.624,83","$ 0,00","$ 0,00"]
[13122,"FLUXOMETRO PARA SANITARIO(sum+instal.)","UN",56570.42,"$ 18.483,11","$ 3.462,48","$ 34.624,83","$ 0,00","$ 0,00"]
[15098,"FLUXOMETRO SLOAN - Mantenimiento","UN",887872.2,"$ 798.181,78","$ 4.270,97","$ 85.419,45","$ 0,00","$ 0,00"]
[11018,"Fondo de junta  sikarod  **","ML",4934.04,"$ 0,00","$ 0,00","$ 4.934,04","$ 0,00","$ 0,00"]
[716,"FORMALETA MES/M2","M2",15934,"$ 0,00","$ 7.168,00","$ 8.766,00","$ 0,00","$ 0,00"]
[14295,"Fotocelda - Suministro e instalacion","UN",28698.34,"$ 15.151,00","$ 6.251,79","$ 7.295,55","$ 0,00","$ 0,00"]
[18982,"FOTOCELDAS LUMINARIAS POSTE(EXT)CRDC COMETAS","UN",22815.27,"$ 15.151,00","$ 716,13","$ 6.948,14","$ 0,00","$ 0,00"]
[13152,"Franja Antideslizante mineral fundido 1\"+grano abr","ML",30544.05,"$ 30.544,05","$ 0,00","$ 0,00","$ 0,00","$ 0,00"]
[12889,"Franja de Ajuste Conc.2500 psi A=0.10m;H=0.10m **","ML",20323.93,"$ 3.419,06","$ 794,62","$ 15.892,31","$ 217,94","$ 0,00"]
[18562,"Freidora(2)Tanques(2)Canastasa GasM-24(46x23x108cm","UN",6179.6,"$ 65,83","$ 119,88","$ 5.993,89","$ 0,00","$ 0,00"]
[16654,"Frescasa e=2.5\"(Suministro e instalación)","M2",5815.97,"$ 0,00","$ 883,47","$ 4.932,50","$ 0,00","$ 0,00"]
[17775,"Fuente auxiliar de poder 12V 1A (SUMI INST)","UN",58181.98,"$ 0,00","$ 859,83","$ 57.322,15","$ 0,00","$ 0,00"]
[17781,"Fuente de 2,5A a 12VDC ST (SUMI INST)","UN",60188.26,"$ 0,00","$ 2.866,11","$ 57.322,15","$ 0,00","$ 0,00"]
[17782,"Fuente de 5A a 12VDC ST (SUMI INST)","UN",60188.26,"$ 0,00","$ 2.866,11","$ 57.322,15","$ 0,00","$ 0,00"]
[18911,"FUENTE DE PODER: AC a DC, RANGO DE VOLTAJE DE ENTR","UN",4450.1899999999996,"$ 0,00","$ 43,76","$ 4.375,98","$ 30,45","$ 0,00"]
[12454,"Fumigación (Fungicida+Adherente) **","M2",168.63,"$ 139,41","$ 0,00","$ 29,22","$ 0,00","$ 0,00"]
[12201,"Fumigación con Herbicida (Glifosato)**","M2",46.75,"$ 0,00","$ 0,00","$ 46,75","$ 0,00","$ 0,00"]
[11306,"Fumigación y Desinfección(2 Servicios C/15Días)**","UN",0,"$ 0,00","$ 0,00","$ 0,00","$ 0,00","$ 0,00"]
[19050,"FV-1 SIST. FACHADA VENTANERIA M-13 SurNiv1 CEFE Cometas","M2",1244984,"$ 1.244.984,00","$ 0,00","$ 0,00","$ 0,00","$ 0,00"]
[19062,"FV-10 SIST. FACHADA VENTANERIA M-10  SurNiv1 CEFE Cometa","M2",1103479,"$ 1.103.479,00","$ 0,00","$ 0,00","$ 0,00","$ 0,00"]
[19091,"FV-100SIST.FACHADAVENTANERIA-LucernarioCEFECometas","M2",2996.77,"$ 2.996,77","$ 0,00","$ 0,00","$ 0,00","$ 0,00"]
[19092,"FV-101SIST.FACHADAVENTANERIA-LucernarioCEFECometas","M2",1092689,"$ 1.092.689,00","$ 0,00","$ 0,00","$ 0,00","$ 0,00"]
[19093,"FV-102SIST.FACHADAVENTANERIA-LucernarioCEFECometas","M2",1092689,"$ 1.092.689,00","$ 0,00","$ 0,00","$ 0,00","$ 0,00"]
[19349,"FV-103PuertaVidriera+MarcoPerfileria alumCEFE COME","M2",649558.37,"$ 639.048,97","$ 329,38","$ 10.180,03","$ 0,00","$ 0,00"]
[19350,"FV-104 Ventaneria +Marco Perfileria aluminio CEFE COMETAS","M2",1058237,"$ 1.058.237,00","$ 0,00","$ 0,00","$ 0,00","$ 0,00"]
[19063,"FV-11 SIST. FACHADA VENTANERIA M-10  SurNiv1 CEFE Cometa","M2",1325363,"$ 1.325.363,00","$ 0,00","$ 0,00","$ 0,00","$ 0,00"]
[19070,"FV-12 SIST. FACHADA VENTANERIA M-10  SurNiv1 CEFE Cometa","M2",1328904,"$ 1.328.904,00","$ 0,00","$ 0,00","$ 0,00","$ 0,00"]
[19073,"FV-13 SIST. FACHADA VENTANERIA  M-5   M- 3   SurNiv1 CEFE Cometa","M2",1220809,"$ 1.220.809,00","$ 0,00","$ 0,00","$ 0,00","$ 0,00"]
[19074,"FV-14 SIST. FACHADA VENTANERIA M-3   M-5   M-6   M-11 SurNiv1 CEFE Cometa","M2",1213453,"$ 1.213.453,00","$ 0,00","$ 0,00","$ 0,00","$ 0,00"]
[19076,"FV-15 SIST. FACHADA VENTANERIA M-1   M-2   M-3  SurNiv1 CEFE Cometa","M2",1137878,"$ 1.137.878,00","$ 0,00","$ 0,00","$ 0,00","$ 0,00"]
[19101,"FV-16 SIST. FACHADA VENTANERIA   M-7   SurNiv1 CEFE Cometa","M2",842290,"$ 842.290,00","$ 0,00","$ 0,00","$ 0,00","$ 0,00"]
[19102,"FV-17 SIST. FACHADA VENTANE   M-10   SurNiv1-2 CEFE Cometas","M2",1073047,"$ 1.073.047,00","$ 0,00","$ 0,00","$ 0,00","$ 0,00"]
[19103,"FV-18 SIST. FACHADA VENTANE M-11   SurNiv1-2 CEFE Cometas","M2",1108927,"$ 1.108.927,00","$ 0,00","$ 0,00","$ 0,00","$ 0,00"]
[19104,"FV-19 SIST. FACHADA VENTANE   M-7   SurNiv 3 CEFE Cometas","M2",842290,"$ 842.290,00","$ 0,00","$ 0,00","$ 0,00","$ 0,00"]
[19051,"FV-2 SIST. FACHADA VENTANERIA M-13 SurNiv1 CEFE Cometas","M2",1280112,"$ 1.280.112,00","$ 0,00","$ 0,00","$ 0,00","$ 0,00"]
[19107,"FV-20 SIST. FACHADA VENTANE M-5  SurNiv 3 CEFE Cometas","M2",842290,"$ 842.290,00","$ 0,00","$ 0,00","$ 0,00","$ 0,00"]
[19110,"FV-21 SIST. FACHADA VENTANE   M--11   Norte Niv 3 CEFE Cometas","M2",842290,"$ 842.290,00","$ 0,00","$ 0,00","$ 0,00","$ 0,00"]
[19111,"FV-22 SIST. FACHADA VENTANE   M-7   SurOrteNiv 4 CEFE Come","M2",842290,"$ 842.290,00","$ 0,00","$ 0,00","$ 0,00","$ 0,00"]
[19113,"FV-23SIST. FACHADA VENTANE   M-5  SurOrteNiv 4 CEFE Comet","M2",842290,"$ 842.290,00","$ 0,00","$ 0,00","$ 0,00","$ 0,00"]
[19114,"FV-24 SIST. FACHADA VENTANE M-2   SurNiv 5 CEFE Cometa","M2",842290,"$ 842.290,00","$ 0,00","$ 0,00","$ 0,00","$ 0,00"]
[19115,"FV-25 SIST. FACHADA VENTANE   M-7  Norte Niv 2 CEFE Cometas","M2",986803,"$ 986.803,00","$ 0,00","$ 0,00","$ 0,00","$ 0,00"]
[19120,"FV-26 SIST. FACHADA VENTANE   M-7   OccNiv 3 CEFE Cometas","M2",986803,"$ 986.803,00","$ 0,00","$ 0,00","$ 0,00","$ 0,00"]
[19122,"FV-27 SIST. FACHADA VENTANE  M-7   OccNiv 3 CEFE Cometas","M2",842290,"$ 842.290,00","$ 0,00","$ 0,00","$ 0,00","$ 0,00"]
[19124,"FV-28 SIST. FACHADA VENTANE   M-9  OccNiv 3 CEFE Cometas","M2",991831,"$ 991.831,00","$ 0,00","$ 0,00","$ 0,00","$ 0,00"]
[19132,"FV-29 SIST. FACHADA VENTANE    M-3   OccNiv 4 CEFE Cometas","M2",1395431,"$ 1.395.431,00","$ 0,00","$ 0,00","$ 0,00","$ 0,00"]
[19053,"FV-3 SIST. FACHADA VENTANERIA M-11 SurNiv1 CEFE Cometas","M2",1306764,"$ 1.306.764,00","$ 0,00","$ 0,00","$ 0,00","$ 0,00"]
[19126,"FV-30 SIST. FACHADA VENTANE   M-4  OccNiv 4 CEFE Cometas","M2",1087188,"$ 1.087.188,00","$ 0,00","$ 0,00","$ 0,00","$ 0,00"]
[19127,"FV-31 SIST. FACHADA VENTANE   M-2  OccNiv 5 CEFE Cometas","M2",842290,"$ 842.290,00","$ 0,00","$ 0,00","$ 0,00","$ 0,00"]
[19129,"FV-32 SIST. FACHADA VENTANE   M-7  NorNiv 3 CEFE Cometas","M2",842290,"$ 842.290,00","$ 0,00","$ 0,00","$ 0,00","$ 0,00"]
[19130,"FV-33 SIST. FACHADA VENTANE   M-4   NorNiv 3 CEFE Cometas","M2",948396,"$ 948.396,00","$ 0,00","$ 0,00","$ 0,00","$ 0,00"]
[19131,"FV-34 SIST. FACHADA VENTANE   M- 5   NorNiv 3 CEFE Cometas","M2",1395431,"$ 1.395.431,00","$ 0,00","$ 0,00","$ 0,00","$ 0,00"]
[19043,"FV-35 SIST. FACHADA VENTANERIA   M-6  Niv3 CEFE Cometas","M2",1206445,"$ 1.206.445,00","$ 0,00","$ 0,00","$ 0,00","$ 0,00"]
[19044,"FV-36 SIST. FACHADA VENTANERIA   M-2  Niv4 CEFE Cometas","M2",842290,"$ 842.290,00","$ 0,00","$ 0,00","$ 0,00","$ 0,00"]
[19045,"FV-37 SIST. FACHADA VENTANERIA   M-3   Niv4 CEFE Cometas","M2",986803,"$ 986.803,00","$ 0,00","$ 0,00","$ 0,00","$ 0,00"]
[19046,"FV-38 SIST. FACHADA VENTANERIA  M-4   Niv4 CEFE Cometas","M2",1140935,"$ 1.140.935,00","$ 0,00","$ 0,00","$ 0,00","$ 0,00"]
[19047,"FV-39 SIST. FACHADA VENTANERIA   M-2  Niv4 CEFE Cometas","M2",842290,"$ 842.290,00","$ 0,00","$ 0,00","$ 0,00","$ 0,00"]
[19055,"FV-4 SIST. FACHADA VENTANERIA M-11 SurNiv1 CEFE Cometas","M2",1306764,"$ 1.306.764,00","$ 0,00","$ 0,00","$ 0,00","$ 0,00"]
[19049,"FV-40 SIST. FACHADA VENTANERIA  M- 1  Niv5 CEFE Cometas","M2",1160701,"$ 1.160.701,00","$ 0,00","$ 0,00","$ 0,00","$ 0,00"]
[19052,"FV-41 SIST. FACHADA VENTANERIA   M-1   Niv5 CEFE Cometas","M2",1442021,"$ 1.442.021,00","$ 0,00","$ 0,00","$ 0,00","$ 0,00"]
[19060,"FV-42 SIST. FACHADA VENTANERIA   M-2  Niv5 CEFE Cometas","M2",914546,"$ 914.546,00","$ 0,00","$ 0,00","$ 0,00","$ 0,00"]
[19065,"FV-43 SIST. FACHADA VENTANERIA   M-3   Niv5 CEFE Cometas","M2",797129,"$ 797.129,00","$ 0,00","$ 0,00","$ 0,00","$ 0,00"]
[19068,"FV-44 SIST. FACHADA VENTANERIA   M-4   Niv5 CEFE Cometas","M2",938015,"$ 938.015,00","$ 0,00","$ 0,00","$ 0,00","$ 0,00"]
[19071,"FV-45 SIST. FACHADA VENTANERIA  M-3   Niv5 CEFE Cometas","M2",914546,"$ 914.546,00","$ 0,00","$ 0,00","$ 0,00","$ 0,00"]
[19075,"FV-46 SIST.FACHADA VENTANERIA  MQ01   CEFE Cometas","M2",1189289,"$ 1.189.289,00","$ 0,00","$ 0,00","$ 0,00","$ 0,00"]
[19080,"FV-47 SIST.FACHADA VENTANERIA MQ02 CEFE Cometas","M2",1313489,"$ 1.313.489,00","$ 0,00","$ 0,00","$ 0,00","$ 0,00"]
[19082,"FV-48 SIST.FACHADA VENTANERIA MQ03 CEFE Cometas","M2",1071989,"$ 1.071.989,00","$ 0,00","$ 0,00","$ 0,00","$ 0,00"]
[19094,"FV-49 SIST. FACHADA VENTANERIA Niv1a3 CEFE Cometas","M2",1389230,"$ 1.389.230,00","$ 0,00","$ 0,00","$ 0,00","$ 0,00"]
[19056,"FV-5 SIST. FACHADA VENTANERIA M-13  SurNiv1 CEFE Cometas","M2",1065390.99,"$ 1.065.390,99","$ 0,00","$ 0,00","$ 0,00","$ 0,00"]
[19095,"FV-50 SIST. FACHADA VENTANERIA Niv1a3 CEFE Cometas","M2",1122784,"$ 1.122.784,00","$ 0,00","$ 0,00","$ 0,00","$ 0,00"]
[19096,"FV-51 SIST. FACHADA VENTANERIA Niv1a3 CEFE Cometas","M2",798007,"$ 798.007,00","$ 0,00","$ 0,00","$ 0,00","$ 0,00"]
[19097,"FV-52 SIST. FACHADA VENTANERIA Niv1a3 CEFE Cometas","M2",1214725,"$ 1.214.725,00","$ 0,00","$ 0,00","$ 0,00","$ 0,00"]
[19098,"FV-53 SIST. FACHADA VENTANERIA Niv1a3 CEFE Cometas","M2",821818,"$ 821.818,00","$ 0,00","$ 0,00","$ 0,00","$ 0,00"]
[19099,"FV-54 SIST. FACHADA VENTANERIA Niv1a3 CEFE Cometas","M2",1522912,"$ 1.522.912,00","$ 0,00","$ 0,00","$ 0,00","$ 0,00"]
[19100,"FV-55 SIST. FACHADA VENTANERIA Niv1a3 CEFE Cometas","M2",1395431,"$ 1.395.431,00","$ 0,00","$ 0,00","$ 0,00","$ 0,00"]
[19105,"FV-56 SIST. FACHADA VENTANERIA Niv1a3 CEFE Cometas","M2",1395431,"$ 1.395.431,00","$ 0,00","$ 0,00","$ 0,00","$ 0,00"]
[19106,"FV-57 SIST. FACHADA VENTANERIA Niv1a3 CEFE Cometas","M2",1395431,"$ 1.395.431,00","$ 0,00","$ 0,00","$ 0,00","$ 0,00"]
[19108,"FV-58 SIST. FACHADA VENTANERIA Niv1a3 CEFE Cometas","M2",1395431,"$ 1.395.431,00","$ 0,00","$ 0,00","$ 0,00","$ 0,00"]
[19109,"FV-59 SIST. FACHADA VENTANERIA Niv1a3 CEFE Cometas","M2",1395431,"$ 1.395.431,00","$ 0,00","$ 0,00","$ 0,00","$ 0,00"]
[19057,"FV-6 SIST. FACHADA VENTANERIA M-11   M-10  SurNiv1 CEFE Cometas","M2",1279007,"$ 1.279.007,00","$ 0,00","$ 0,00","$ 0,00","$ 0,00"]
[19112,"FV-60 SIST. FACHADA VENTANERIA Niv1a3 CEFE Cometas","M2",1395431,"$ 1.395.431,00","$ 0,00","$ 0,00","$ 0,00","$ 0,00"]
[19116,"FV-61 SIST. FACHADA VENTANERIA Niv1a3 CEFE Cometas","M2",1395431,"$ 1.395.431,00","$ 0,00","$ 0,00","$ 0,00","$ 0,00"]
[19117,"FV-62 SIST. FACHADA VENTANERIA Niv1a3 CEFE Cometas","M2",1395431,"$ 1.395.431,00","$ 0,00","$ 0,00","$ 0,00","$ 0,00"]
[19118,"FV-63 SIST. FACHADA VENTANERIA Niv1a3 CEFE Cometas","M2",1395431,"$ 1.395.431,00","$ 0,00","$ 0,00","$ 0,00","$ 0,00"]
[19119,"FV-64 SIST. FACHADA VENTANERIA Niv1a3 CEFE Cometas","M2",1395431,"$ 1.395.431,00","$ 0,00","$ 0,00","$ 0,00","$ 0,00"]
[19121,"FV-65 SIST. FACHADA VENTANERIA Niv1a3 CEFE Cometas","M2",1395431,"$ 1.395.431,00","$ 0,00","$ 0,00","$ 0,00","$ 0,00"]
[19123,"FV-66 SIST. FACHADA VENTANERIA Niv1a3 CEFE Cometas","M2",1395431,"$ 1.395.431,00","$ 0,00","$ 0,00","$ 0,00","$ 0,00"]
[19125,"FV-67 SIST. FACHADA VENTANERIA Niv1a3 CEFE Cometas","M2",1395431,"$ 1.395.431,00","$ 0,00","$ 0,00","$ 0,00","$ 0,00"]
[19128,"FV-68 SIST. FACHADA VENTANERIA Niv1a3 CEFE Cometas","M2",1395431,"$ 1.395.431,00","$ 0,00","$ 0,00","$ 0,00","$ 0,00"]
[19031,"FV-69 SIST.FACHADA VENTANER-OccNiv1a3 CEFE Cometas","M2",1395431,"$ 1.395.431,00","$ 0,00","$ 0,00","$ 0,00","$ 0,00"]
[19058,"FV-7 SIST. FACHADA VENTANERIA M-14  SurNiv1 CEFE Cometas","M2",1103479,"$ 1.103.479,00","$ 0,00","$ 0,00","$ 0,00","$ 0,00"]
[19032,"FV-70 SIST.FACHADA VENTANER-Occ Niv1a3 CEFE Cometa","M2",1395431,"$ 1.395.431,00","$ 0,00","$ 0,00","$ 0,00","$ 0,00"]
[19033,"FV-71 SIST.FACHADA VENTANER-Occ Niv1a3 CEFE Cometa","M2",1395431,"$ 1.395.431,00","$ 0,00","$ 0,00","$ 0,00","$ 0,00"]
[19034,"FV-72 SIST.FACHADA VENTANER-OccNiv1a3 CEFE Cometas","M2",1395431,"$ 1.395.431,00","$ 0,00","$ 0,00","$ 0,00","$ 0,00"]
[19035,"FV-73 SIST.FACHADA VENTANER-OccNiv1a3 CEFE Cometas","M2",1395431,"$ 1.395.431,00","$ 0,00","$ 0,00","$ 0,00","$ 0,00"]
[19036,"FV-74 SIST.FACHADA VENTANER-OccNiv1a3 CEFE Cometas","M2",1395431,"$ 1.395.431,00","$ 0,00","$ 0,00","$ 0,00","$ 0,00"]
[19037,"FV-75 SIST.FACHADA VENTANER-OccNiv1a3 CEFE Cometas","M2",1395431,"$ 1.395.431,00","$ 0,00","$ 0,00","$ 0,00","$ 0,00"]
[19038,"FV-76 SIST.FACHADA VENTANER-Occ Niv1a3 CEFE Cometa","M2",1395431,"$ 1.395.431,00","$ 0,00","$ 0,00","$ 0,00","$ 0,00"]
[19039,"FV-77 SIST.FACHADA VENTANER-OrieNiv1a3 CEFE Comet","M2",1421258,"$ 1.421.258,00","$ 0,00","$ 0,00","$ 0,00","$ 0,00"]
[19040,"FV-78 SIST.FACHADA VENTANER-OrieNiv1a3 CEFE Comet","M2",1408054.01,"$ 1.408.054,01","$ 0,00","$ 0,00","$ 0,00","$ 0,00"]
[19041,"FV-79 SIST.FACHADA VENTANER-OrieNiv1a3 CEFE Comet","M2",1410486,"$ 1.410.486,00","$ 0,00","$ 0,00","$ 0,00","$ 0,00"]
[19059,"FV-8 SIST. FACHADA VENTANERIA M-14  SurNiv1 CEFE Cometas","M2",1103479,"$ 1.103.479,00","$ 0,00","$ 0,00","$ 0,00","$ 0,00"]
[19042,"FV-80 SIST.FACHADA VENTANER-OrieNiv1a3 CEFE Comet","M2",1552028,"$ 1.552.028,00","$ 0,00","$ 0,00","$ 0,00","$ 0,00"]
[19048,"FV-81 SIST.FACHADA VENTANER-OrieNiv1a3 CEFE Comet","M2",1521980,"$ 1.521.980,00","$ 0,00","$ 0,00","$ 0,00","$ 0,00"]
[19054,"FV-82SIST.FACHADAVENTANER-Gr-OccNivelv1a3CEFEComet","M2",1154812,"$ 1.154.812,00","$ 0,00","$ 0,00","$ 0,00","$ 0,00"]
[19064,"FV-83SIST.FACHADAVENTANER-Gr-OccNivelv1a3CEFEComet","M2",1144039,"$ 1.144.039,00","$ 0,00","$ 0,00","$ 0,00","$ 0,00"]
[19067,"FV-84SIST.FACHADAVENTANER-Gr-OccNivelv1a3CEFEComet","M2",1141607,"$ 1.141.607,00","$ 0,00","$ 0,00","$ 0,00","$ 0,00"]
[19066,"FV-85SIST.FACHADAVENTANER-Gr-OccNivelv1a3CEFEComet","M2",1552028,"$ 1.552.028,00","$ 0,00","$ 0,00","$ 0,00","$ 0,00"]
[19069,"FV-86SIST.FACHADAVENTANER-Gr-OccNivelv1a3CEFEComet","M2",1229844,"$ 1.229.844,00","$ 0,00","$ 0,00","$ 0,00","$ 0,00"]
[19072,"FV-87SIST.FACHADAVENTANER-Vol-InteNiv2a3CEFECometa","M2",1126228.99,"$ 1.126.228,99","$ 0,00","$ 0,00","$ 0,00","$ 0,00"]
[19077,"FV-88SIST.FACHADAVENTANER-Vol-InteNiv2a3CEFECometa","M2",1122784,"$ 1.122.784,00","$ 0,00","$ 0,00","$ 0,00","$ 0,00"]
[19078,"FV-89SIST.FACHADAVENTANERIA-Ven-InteNiv3CEFECometa","M2",666711.99,"$ 666.711,99","$ 0,00","$ 0,00","$ 0,00","$ 0,00"]
[19061,"FV-9 SIST. FACHADA VENTANERIA M-14  SurNiv1 CEFE Cometas","M2",1103479,"$ 1.103.479,00","$ 0,00","$ 0,00","$ 0,00","$ 0,00"]
[19079,"FV-90SIST.FACHADAVENTANERIA-Ven-InteNiv3CEFECometa","M2",666711.99,"$ 666.711,99","$ 0,00","$ 0,00","$ 0,00","$ 0,00"]
[19081,"FV-91SIST.FACHADAVENTANERIA-Ven-InteNiv3CEFECometa","M2",666711.99,"$ 666.711,99","$ 0,00","$ 0,00","$ 0,00","$ 0,00"]
[19083,"FV-92SIST.FACHADAVENTANERIA-Ven-InteNiv3CEFECometa","M2",666711.99,"$ 666.711,99","$ 0,00","$ 0,00","$ 0,00","$ 0,00"]
[19084,"FV-93SIST.FACHADAVENTANERIA-Ven-InteNiv3CEFECometa","M2",937674.99,"$ 937.674,99","$ 0,00","$ 0,00","$ 0,00","$ 0,00"]
[19085,"FV-94SIST.FACHADAVENTANERIA-Ven-InteNiv2CEFECometa","M2",937674.99,"$ 937.674,99","$ 0,00","$ 0,00","$ 0,00","$ 0,00"]
[19086,"FV-95SIST.FACHADAVENTANERIA-Ven-InteNiv2CEFECometa","M2",937674.99,"$ 937.674,99","$ 0,00","$ 0,00","$ 0,00","$ 0,00"]
[19087,"FV-96SIST.FACHADAVENTANERIA-Ven-InteNiv2CEFECometa","M2",937674.99,"$ 937.674,99","$ 0,00","$ 0,00","$ 0,00","$ 0,00"]
[19088,"FV-97SIST.FACHADAVENTANERIA-Ven-InteNiv2CEFECometa","M2",937674.99,"$ 937.674,99","$ 0,00","$ 0,00","$ 0,00","$ 0,00"]
[19089,"FV-98SIST.FACHADAVENTANERIA-Ven-InteNiv2CEFECometa","M2",937674.99,"$ 937.674,99","$ 0,00","$ 0,00","$ 0,00","$ 0,00"]
[19090,"FV-99SIST.FACHADAVENTAN-PergolaIntNivel2CEFECometa","M2",1092689,"$ 1.092.689,00","$ 0,00","$ 0,00","$ 0,00","$ 0,00"]
[17245,"GAB-BOM-PISC-440V  (SUMI INST )","UN",305475.43,"$ 0,00","$ 3.024,51","$ 302.450,92","$ 0,00","$ 0,00"]
[14050,"Gabinete Acero. toallas de papel sobreponer  pared","UN",20430.93,"$ 592,00","$ 787,72","$ 15.754,30","$ 3.296,91","$ 0,00"]
[16352,"GABINETE CONTRA INCENDIO TIPO 2","UN",812227.89,"$ 698.224,17","$ 2.235,37","$ 111.768,35","$ 0,00","$ 0,00"]
[13272,"GABINETE CONTRA INCENDIO TIPO 3","UN",1164767.72,"$ 1.050.764,00","$ 2.235,37","$ 111.768,35","$ 0,00","$ 0,00"]
[14899,"GABINETE CONTRA INCENDIO TIPO1(SUM+INST)","UN",538782.18999999994,"$ 447.892,02","$ 4.328,10","$ 86.562,07","$ 0,00","$ 0,00"]
[17450,"GABINETE CONTROL ILUMINACION POR MEDIO DE CONTACTO","UN",2112157.4,"$ 1.747.380,07","$ 17.370,35","$ 347.406,98","$ 0,00","$ 0,00"]
[17250,"Gabinete de capacitores  (SUMI INST)","UN",305475.43,"$ 0,00","$ 3.024,51","$ 302.450,92","$ 0,00","$ 0,00"]
[17243,"Gabinete de medidores N°1SUMI INST )","UN",0,"$ 0,00","$ 0,00","$ 0,00","$ 0,00","$ 0,00"]
[18514,"GABINETE DE PARED ABATIBLE","UN",21730.31,"$ 0,00","$ 0,00","$ 21.730,31","$ 0,00","$ 0,00"]
[18515,"GABINETE DE PISO","UN",21730.31,"$ 0,00","$ 0,00","$ 21.730,31","$ 0,00","$ 0,00"]
[17249,"Gabinete de Planta Eléctrica   (SUMI INST)","UN",305475.43,"$ 0,00","$ 3.024,51","$ 302.450,92","$ 0,00","$ 0,00"]
[17246,"Gabinete de Transf y protección RCI  (SUMI INST)","UN",305475.43,"$ 0,00","$ 3.024,51","$ 302.450,92","$ 0,00","$ 0,00"]
[15176,"GABINETE DE TRANSFERENCIA PARA 200 AMPERIOS","UN",5995907.3200000003,"$ 5.631.129,99","$ 17.370,35","$ 347.406,98","$ 0,00","$ 0,00"]
[17239,"Gabinete GAB-208-N°1 (SUMI INST )","UN",0,"$ 0,00","$ 0,00","$ 0,00","$ 0,00","$ 0,00"]
[17240,"Gabinete GAB-208-N°2 (SUMI INST )","UN",0,"$ 0,00","$ 0,00","$ 0,00","$ 0,00","$ 0,00"]
[17241,"Gabinete GAB-208-N°2(SUMI INST )","UN",303963.17,"$ 0,00","$ 1.512,25","$ 302.450,92","$ 0,00","$ 0,00"]
[17242,"Gabinete GAB-208-N°3(SUMI INST )","UN",0,"$ 0,00","$ 0,00","$ 0,00","$ 0,00","$ 0,00"]
[17209,"Gabinete G-CH a 440V","UN",365866.02,"$ 39.219,03","$ 24.196,07","$ 302.450,92","$ 0,00","$ 0,00"]
[13040,"GABINETE METALICO PARA EXTINTOR 20 LB **","UN",0,"$ 0,00","$ 0,00","$ 0,00","$ 0,00","$ 0,00"]
[17236,"Gabinete ML N°1 (SUMI INST )","UN",39219.03,"$ 39.219,03","$ 0,00","$ 0,00","$ 0,00","$ 0,00"]
[17237,"Gabinete ML N°2 (SUMI INST )","UN",2958698.96,"$ 2.611.291,98","$ 0,00","$ 347.406,98","$ 0,00","$ 0,00"]
[17238,"Gabinete ML N°2 (SUMI INST )","UN",0,"$ 0,00","$ 0,00","$ 0,00","$ 0,00","$ 0,00"]
[815,"GABINETE RACK CERRADO","UN",755205.59,"$ 557.183,61","$ 33.003,66","$ 165.018,32","$ 0,00","$ 0,00"]
[18812,"GABINETE RACK COMUNACIONES 35U (60X60X150CM)","UN",37970.22,"$ 0,00","$ 200,67","$ 20.066,99","$ 17.702,56","$ 0,00"]
[17244,"Gabinete Regulado (SUMI INST )","UN",0,"$ 0,00","$ 0,00","$ 0,00","$ 0,00","$ 0,00"]
[17193,"Gabinete T1-TI a 440VTablero de sobreponer.","UN",2364485.4300000002,"$ 2.059.010,00","$ 3.024,51","$ 302.450,92","$ 0,00","$ 0,00"]
[17199,"Gabinete T2-TI a 440V","UN",2424876.02,"$ 2.098.229,03","$ 24.196,07","$ 302.450,92","$ 0,00","$ 0,00"]
[17216,"Gabinete TBOMB-S a 440V","UN",1645009.02,"$ 1.318.362,03","$ 24.196,07","$ 302.450,92","$ 0,00","$ 0,00"]
[17210,"Gabinete TI-EX1 a 440V","UN",365866.02,"$ 39.219,03","$ 24.196,07","$ 302.450,92","$ 0,00","$ 0,00"]
[16615,"GABINETE TIPO RACK 15U CDRC Cometas","UN",981863.65,"$ 877.169,00","$ 4.166,35","$ 83.327,02","$ 17.201,28","$ 0,00"]
[16217,"GABINETE TIPO RACK 45U CDRC Cometas","UN",2767754.82,"$ 2.625.563,00","$ 5.951,93","$ 119.038,61","$ 17.201,28","$ 0,00"]
[17784,"Gabinete transformador Bateria KIT3A (SUMI INST)","UN",67918.070000000007,"$ 0,00","$ 8.858,88","$ 59.059,19","$ 0,00","$ 0,00"]
[17785,"Gabinete transformador Bateria KIT5A (SUMI INST)","UN",67918.070000000007,"$ 0,00","$ 8.858,88","$ 59.059,19","$ 0,00","$ 0,00"]
[393,"GABINETES BAÑO PRINCIPAL","UN",24544.799999999999,"$ 0,00","$ 0,00","$ 24.544,80","$ 0,00","$ 0,00"]
[394,"GABINETES BAÑO SERVICIO 60 x 40","UN",24544.799999999999,"$ 0,00","$ 0,00","$ 24.544,80","$ 0,00","$ 0,00"]
[17580,"Gancho de salvamento - Metalico con tubo - Suministro e instalación ","UN",123579.89,"$ 95.058,39","$ 282,39","$ 28.239,11","$ 0,00","$ 0,00"]
[13545,"GARGOLA EN CONCRETO (0.09X0.15X0.50M)","UN",54327.77,"$ 37.199,00","$ 3.789,30","$ 11.906,03","$ 1.433,44","$ 0,00"]
[16024,"Geocelda Neoweb H=12cm A=2.50m  Sum + Insta","M2",45305.9,"$ 41.515,01","$ 763,83","$ 3.027,06","$ 0,00","$ 0,00"]
[17832,"GEODRÉN PLANAR","M2",6233.64,"$ 106,08","$ 120,15","$ 6.007,41","$ 0,00","$ 0,00"]
[11699,"Geomalla biaxial Bx-35 (Sum+Instalac) **","M2",10544.01,"$ 7.212,96","$ 163,87","$ 3.167,18","$ 0,00","$ 0,00"]
[12187,"Geomalla Biaxial LBO 202 (Sum+Instalac) **","M2",5949.11,"$ 0,00","$ 221,11","$ 4.422,24","$ 1.305,76","$ 0,00"]
[13781,"Geomalla Biaxial LBO 301 (Sum+Instalac) **","M2",5949.11,"$ 0,00","$ 221,11","$ 4.422,24","$ 1.305,76","$ 0,00"]
[13749,"Geomalla Bx-100 (Sum+Instalac) **","M2",2236.56,"$ 0,00","$ 78,24","$ 1.564,79","$ 593,53","$ 0,00"]
[10546,"Geomalla Repav 450","M2",19981.62,"$ 4.191,95","$ 1.580,74","$ 13.606,89","$ 602,04","$ 0,00"]
[12805,"Geomalla TensarTriax TX 160 (4x75m) Rollo de 300m2","M2",3606.75,"$ 0,00","$ 54,43","$ 2.721,38","$ 830,94","$ 0,00"]
[11326,"Geomembrana 60 mil **","M2",56630.68,"$ 47.404,62","$ 440,76","$ 8.191,77","$ 593,53","$ 0,00"]
[10299,"Geomenbrana  20 mil (0.5mm) **","M2",7079.46,"$ 7,37","$ 285,12","$ 5.433,73","$ 1.353,24","$ 0,00"]
[16772,"Geomenbrana  30 mils","M2",8185.4,"$ 13,17","$ 347,55","$ 6.471,45","$ 1.353,24","$ 0,00"]
[11061,"Geotextil   NT-1600** - Suministro e instalacion ","M2",5908.65,"$ 3.229,80","$ 127,56","$ 2.551,29","$ 0,00","$ 0,00"]
[11912,"Geotextil   NT-2000** - Suministro e instalacion ","M2",6177.74,"$ 5.016,90","$ 55,28","$ 1.105,56","$ 0,00","$ 0,00"]
[11174,"Geotextil   NT-4000 Suministro e instalacion **","M2",11926.2,"$ 9.247,35","$ 127,56","$ 2.551,29","$ 0,00","$ 0,00"]
[18657,"Geotextil   T-2400 Suministro e instalacion CDRC","M2",9863.7800000000007,"$ 6.596,07","$ 100,53","$ 3.167,18","$ 0,00","$ 0,00"]
[10412,"Geotextil  geoBX40 (Sum+Inst)**","M2",7863.03,"$ 6.284,72","$ 39,37","$ 1.538,95","$ 0,00","$ 0,00"]
[10722,"Geotextil  geoNT-2000 (Sum+Inst)**","M2",6177.74,"$ 5.016,90","$ 55,28","$ 1.105,56","$ 0,00","$ 0,00"]
[10415,"Geotextil  geoST300 y/o T2100 (Sum+Inst)**","M2",7723.83,"$ 6.145,52","$ 39,37","$ 1.538,95","$ 0,00","$ 0,00"]
[10707,"Geotextil NT-1800+Trasiego (Suministro e inst.)","M2",7446.12,"$ 5.696,02","$ 41,07","$ 1.709,04","$ 0,00","$ 0,00"]
[16842,"Geotextil Tejido  T-1700 CDRC","M2",7632.15,"$ 4.714,82","$ 90,32","$ 2.827,01","$ 0,00","$ 0,00"]
[10880,"Geotextil Tejido  T-1700** Sum + inst","M2",6882.01,"$ 4.203,16","$ 127,56","$ 2.551,29","$ 0,00","$ 0,00"]
[17338,"Geotextil Tejido  T-1700** Sum + inst  CDRC","M2",7688.69,"$ 4.714,82","$ 146,86","$ 2.827,01","$ 0,00","$ 0,00"]
[16802,"GIMNASIO ARBOL DE BARRAS 8 USUARIOS Sobre dados","UN",21774143.350000001,"$ 21.359.479,48","$ 7.238,88","$ 290.094,60","$ 117.330,39","$ 0,00"]
[16800,"GIMNASIO ARBOL DE BARRAS 8 USUARIOS Sobre placa","UN",23900804.760000002,"$ 23.105.788,26","$ 60.693,25","$ 734.323,25","$ 0,00","$ 0,00"]
[14364,"GIRO CADERA ADULTOS/MAYORES-DISEÑ-IDRD(sumini)","UN",2388069,"$ 2.388.069,00","$ 0,00","$ 0,00","$ 0,00","$ 0,00"]
[14362,"GIRO MANOS ADULTOS/MAYORES-DISEÑ-IDRD(sumi)","UN",2023000,"$ 2.023.000,00","$ 0,00","$ 0,00","$ 0,00","$ 0,00"]
[13019,"Golosa10CírculosColores+Numeros+Nube del Cielo***","UN",325111.31,"$ 28.282,37","$ 82.351,11","$ 178.641,83","$ 35.836,00","$ 0,00"]
[173,"GOTERAS","ML",7896.74,"$ 2.022,35","$ 0,00","$ 5.874,39","$ 0,00","$ 0,00"]
[12532,"GOTERO EN MORTERO 1:4**","ML",8404.8799999999992,"$ 1.540,84","$ 0,00","$ 6.864,04","$ 0,00","$ 0,00"]
[12369,"Grada Esterilla guadua + ParalesA=0.70m,H=0.45m**","ML",100437,"$ 43.490,56","$ 2.259,52","$ 45.190,48","$ 9.496,44","$ 0,00"]
[10951,"Graderìa en  concreto 3000 psi sin refuerzo **","M3",1118890.31,"$ 512.647,86","$ 105.854,32","$ 500.388,13","$ 0,00","$ 0,00"]
[10199,"Graderia huella concr ench. adoquin  a=0.50M","ML",91567.69,"$ 39.541,22","$ 6.876,48","$ 27.006,92","$ 18.143,06","$ 0,00"]
[15484,"Gradería Metalica Galvanizada 54 puestos(Sum+Inst)","UN",0,"$ 0,00","$ 0,00","$ 0,00","$ 0,00","$ 0,00"]
[15485,"Gradería Metalica Galvanizada 60 puestos(Sum+Inst)","UN",21199783,"$ 21.199.783,00","$ 0,00","$ 0,00","$ 0,00","$ 0,00"]
[18021,"GRADERIA SOBRE TERRENO F'C 28 MPA+Vigas CDRC","M3",1060658.8600000001,"$ 556.819,84","$ 25.662,20","$ 478.176,82","$ 0,00","$ 0,00"]
[10298,"Graderia Talud(cntrah.conc.HuellaAdoqu)a=.80m","ML",268976.24,"$ 131.306,38","$ 11.184,99","$ 68.811,89","$ 57.672,96","$ 0,00"]
[11144,"GraderiaEnSitio huella0.80m*contra0.32 m 2500psi**","ML",139267.31,"$ 37.234,13","$ 9.925,70","$ 52.764,36","$ 39.343,13","$ 0,00"]
[11146,"GraderiaEnSitio huella0.80m*contra0.32 m 3000psi**","ML",168787.71,"$ 51.047,41","$ 10.455,78","$ 68.980,66","$ 38.303,86","$ 0,00"]
[11883,"GraderíaMultidireccionalPistaBMX2Etapa2000personas","UN",2909779443,"$ 2.909.779.443,00","$ 0,00","$ 0,00","$ 0,00","$ 0,00"]
[18364,"GRADERIAS AEREAS CONC3000PSI Ocre+Viga+PeldañoCDRC","M3",1262377.3400000001,"$ 584.761,38","$ 196.175,65","$ 481.440,30","$ 0,00","$ 0,00"]
[10505,"GRADERIAS PISCINAS Y CAFETERIA - Concreto 28Mp 4000PSI GC Gris Perla CEFE COMETAS","M3",1251857.73,"$ 801.572,26","$ 229.103,22","$ 221.182,25","$ 0,00","$ 0,00"]
[10947,"GraderiasAereas concreto 3000 psi sin refuerzo **","M3",1150919.6499999999,"$ 522.038,63","$ 147.440,71","$ 481.440,30","$ 0,00","$ 0,00"]
[15448,"GraderiaSitio huell0.80m*cont=0.32m3.000psie=0.10M","ML",168935.46,"$ 63.438,98","$ 6.738,31","$ 58.582,63","$ 40.175,55","$ 0,00"]
[16813,"GRAMA SINT MONOFIL.50MM-FIFAPRinc arena+caucho+ins","M2",145179,"$ 145.179,00","$ 0,00","$ 0,00","$ 0,00","$ 0,00"]
[16812,"GRAMA SINT MONOFIL.60MM-FIFAPRinc arena+caucho+ins","M2",143071,"$ 143.071,00","$ 0,00","$ 0,00","$ 0,00","$ 0,00"]
[10908,"GRAMA SINT. DESMONTE+RETIRO+DISPOSICION FINAL","M2",18730.009999999998,"$ 358,30","$ 2.275,24","$ 14.889,33","$ 1.207,14","$ 0,00"]
[14608,"GRAMA SINTETICA 1000 gr (SUM + INST)","M2",117900,"$ 100.916,10","$ 325,99","$ 16.299,55","$ 358,36","$ 0,00"]
[15258,"GRAMA SINTETICA Fijación a Cerco de Madera","ML",15428.51,"$ 13.232,76","$ 395,26","$ 1.800,49","$ 0,00","$ 0,00"]
[12481,"Grama Sintética Poli 700Grs +UV(Sum++trans+Inst)","M2",0,"$ 0,00","$ 0,00","$ 0,00","$ 0,00","$ 0,00"]
[13292,"Gramoquin e=0.10 Con Estruct incluye seguimiento","M2",142950.16,"$ 78.102,15","$ 22.010,20","$ 37.614,77","$ 5.223,04","$ 0,00"]
[14188,"Graniplast BlancoFachada(H=5mts)","M2",13142.23,"$ 0,00","$ 2.235,41","$ 10.906,82","$ 0,00","$ 0,00"]
[16660,"GraniplastBlancoFachada(H=5mts)EsgrafiadoAntihongo","M2",23097.43,"$ 9.955,20","$ 2.235,41","$ 10.906,82","$ 0,00","$ 0,00"]
[12311,"GRANITO (FUNDIDO Y LAVADO EN SITIO).","M2",112507.94,"$ 82.199,33","$ 538,07","$ 26.903,66","$ 2.866,88","$ 0,00"]
[14378,"GRANITO (FUNDIDO Y LAVADO EN SITIO).","M2",112507.94,"$ 82.199,33","$ 538,07","$ 26.903,66","$ 2.866,88","$ 0,00"]
[16652,"GRANITO (FUNDIDO Y LAVADO EN SITIO).","ML",71329.27,"$ 53.716,35","$ 311,62","$ 15.581,17","$ 1.720,13","$ 0,00"]
[13400,"GRANITO **","M2",139876.29,"$ 94.040,09","$ 884,70","$ 44.234,78","$ 716,72","$ 0,00"]
[10187,"Granito ancho max 0.15(Inluye pulida)**","ML",67226.240000000005,"$ 10.782,80","$ 0,00","$ 53.913,93","$ 279,52","$ 2.250,00"]
[14379,"GRANITO BLANCO NEIVA LAVADO  ancho max 0.15 **","ML",64696.72,"$ 10.782,80","$ 0,00","$ 53.913,93","$ 0,00","$ 0,00"]
[353,"GRANITO FUNDIDO Y PULIDO EN SITIO + DILAT. BRONCE.","M2",129371.41,"$ 82.199,33","$ 538,07","$ 26.903,66","$ 4.730,35","$ 15.000,00"]
[360,"GRANITO NATURAL ROJO GUAYANA PISO     GRAN&MARM.","M2",48552.07,"$ 6.629,56","$ 0,00","$ 41.922,52","$ 0,00","$ 0,00"]
[13420,"GRANITO PULIDO+DILAT+COLOR **","M2",173743.2,"$ 97.799,54","$ 1.144,38","$ 57.219,09","$ 2.580,19","$ 15.000,00"]
[16826,"Grapa metálica galvanizada 1/8\" para fijación de c","UN",531.53,"$ 0,00","$ 10,42","$ 521,11","$ 0,00","$ 0,00"]
[2628,"GRAPA P/OPERAR EN CALIENTE","UN",7363.44,"$ 0,00","$ 350,64","$ 7.012,80","$ 0,00","$ 0,00"]
[18570,"Gratinador a Gas de 39\" ref.GTF-39 Tornado","UN",6179.6,"$ 65,83","$ 119,88","$ 5.993,89","$ 0,00","$ 0,00"]
[12445,"Grava Triturada 1\"-3/4\" (Suministro e Instalac.)","M3",122677.56,"$ 109.497,00","$ 627,65","$ 12.552,91","$ 0,00","$ 0,00"]
[16808,"Grava Triturada 1/2\" (Suministro e Instalación)","M3",155980.56,"$ 142.800,00","$ 627,65","$ 12.552,91","$ 0,00","$ 0,00"]
[13113,"GRAVILLA LAVADA PARA VIGAS FACHADA (O.45X0.05M)","ML",64957.8,"$ 6.087,77","$ 11.027,13","$ 47.842,90","$ 0,00","$ 0,00"]
[331,"GRAVILLA MONA LAVADA - Acabado - Incluye dilatación en bronce","M2",41065.760000000002,"$ 17.283,47","$ 0,00","$ 23.782,30","$ 0,00","$ 0,00"]
[18656,"Gravilla suelta sin estruc h=0.15 PlatFund CDRC","M2",24546.18,"$ 21.013,36","$ 159,58","$ 3.373,23","$ 0,00","$ 0,00"]
[12308,"Grif lavamanos m. libres sensor 5-AA-TEL3GW-60 **","UN",719000,"$ 719.000,00","$ 0,00","$ 0,00","$ 0,00","$ 0,00"]
[14037,"GRIFERIA ANTIVAND SANIT-PARED-DISCAP(VALV+BOT+ACC)","UN",381103.71,"$ 280.756,00","$ 4.198,26","$ 83.965,21","$ 12.184,24","$ 0,00"]
[17429,"GRIFERIA DE LAVAPLATOS PARA COCINETAS REF. MALLORC","UN",64882.98,"$ 618,51","$ 3.071,63","$ 61.192,84","$ 0,00","$ 0,00"]
[458,"GRIFERIA GRIVAL L/P.PRISMA Sbrp.","UN",175651,"$ 117.211,00","$ 0,00","$ 58.440,00","$ 0,00","$ 0,00"]
[457,"GRIFERIA GRIVAL L/PLATOS FLAMINGO","UN",58440,"$ 0,00","$ 0,00","$ 58.440,00","$ 0,00","$ 0,00"]
[14463,"Griferia Lavaman.Push Antvandalica","UN",204905.23,"$ 192.515,50","$ 242,37","$ 12.118,69","$ 28,67","$ 0,00"]
[15781,"Griferia lavamanos antivandalica  PUSH (Mesa)","UN",247167.35999999999,"$ 171.360,00","$ 3.029,67","$ 60.593,45","$ 12.184,24","$ 0,00"]
[13461,"Griferia lavamanos antivandalica  PUSH (Pared)","UN",356788.12,"$ 293.165,00","$ 3.029,67","$ 60.593,45","$ 0,00","$ 0,00"]
[13157,"Grifería lavamanos m. libres sensor **","UN",69249.66,"$ 0,00","$ 0,00","$ 69.249,66","$ 0,00","$ 0,00"]
[17956,"GRIFERIA PARA LAVAMANOS ANTIVANDALICA PARA MESON C","UN",64882.98,"$ 618,51","$ 3.071,63","$ 61.192,84","$ 0,00","$ 0,00"]
[17404,"GRIFERIA PARA LAVAMANOS ANTIVANDALICA PUSH DE PARE","UN",64882.98,"$ 618,51","$ 3.071,63","$ 61.192,84","$ 0,00","$ 0,00"]
[17408,"GRIFO DE SENSOR ELECTRONICO PARA DUCHAS DE ACCESO","UN",65506.239999999998,"$ 1.241,77","$ 3.071,63","$ 61.192,84","$ 0,00","$ 0,00"]
[17131,"GROUTING - MORTERO  F´CR 16.5 MPA MAMPOSTERIA CDRC","ML",12398.57,"$ 8.576,06","$ 509,90","$ 3.312,61","$ 0,00","$ 0,00"]
[16591,"Grupo de Medidas (Celda+Transform+Interrup) Subest","UN",5753962.0300000003,"$ 5.206.796,04","$ 26.055,52","$ 521.110,47","$ 0,00","$ 0,00"]
[19012,"Grupo electrógeno 500 KVA 440 V (CEFE COMETAS)","UN",135699480.28,"$ 133.925.629,03","$ 561.650,01","$ 1.212.201,24","$ 0,00","$ 0,00"]
[174,"GUADUA BAJO ENTRAMADO","M2",11557.86,"$ 1.038,66","$ 0,00","$ 10.519,20","$ 0,00","$ 0,00"]
[13431,"GUARD. MARMOL NACIONAL 12X6X3 SAN GIL PULIDO","ML",9100.33,"$ 1.102,00","$ 380,87","$ 7.617,46","$ 0,00","$ 0,00"]
[13446,"GUARD. MARMOL ROYAL AMARILLO PULIDO **","ML",11557.99,"$ 980,11","$ 0,00","$ 10.577,88","$ 0,00","$ 0,00"]
[13437,"GUARD. MARMOL ROYAL VERDE PULIDO **","ML",83587.59,"$ 4.910,78","$ 3.745,83","$ 74.916,65","$ 14,33","$ 0,00"]
[13438,"GUARD. RETAL DE MARMOL 30X30 NEGR. SAN GIL VERDE","ML",12208.77,"$ 1.102,00","$ 528,89","$ 10.577,88","$ 0,00","$ 0,00"]
[13430,"GUARDAESCOBA  PIZARRA NEGRO (NL) 40X40 (sum. e ins","ML",8347.35,"$ 712,58","$ 363,56","$ 7.271,21","$ 0,00","$ 0,00"]
[10647,"GUARDAESCOBA  ZAPAN H= 0,10  e= 1cm","ML",15211.54,"$ 3.281,71","$ 511,56","$ 10.231,21","$ 1.187,06","$ 0,00"]
[18747,"Guardaescoba 10 cm concreto esmaltado y dilatacion","ML",16447.41,"$ 8.773,33","$ 422,22","$ 7.251,87","$ 0,00","$ 0,00"]
[338,"GUARDAESCOBA 25x7.5x1.2  MOORE","M2",9724.98,"$ 374,58","$ 0,00","$ 9.350,40","$ 0,00","$ 0,00"]
[13215,"GUARDAESCOBA 25x7.5x1.2  MOORE(TIPO EXPORTAC.)","M2",7907.54,"$ 278,16","$ 441,26","$ 7.188,12","$ 0,00","$ 0,00"]
[14568,"GUARDAESCOBA 25x7.5x1.2  MOORE(TIPO EXPORTAC.)","M2",7907.54,"$ 278,16","$ 441,26","$ 7.188,12","$ 0,00","$ 0,00"]
[18752,"Guardaescoba baldosa ceramica egeo 10 cm","ML",8869.5499999999993,"$ 1.195,47","$ 422,22","$ 7.251,87","$ 0,00","$ 0,00"]
[18750,"Guardaescoba baldosa Micrograno 10 cm","ML",8869.5499999999993,"$ 1.195,47","$ 422,22","$ 7.251,87","$ 0,00","$ 0,00"]
[18745,"Guardaescoba baldosa Mikonos 11 cm","ML",8869.5499999999993,"$ 1.195,47","$ 422,22","$ 7.251,87","$ 0,00","$ 0,00"]
[327,"GUARDAESCOBA CEDRO 6 Cm","ML",5594.25,"$ 919,05","$ 0,00","$ 4.675,20","$ 0,00","$ 0,00"]
[328,"GUARDAESCOBA CEDRO MACHO 8 Cm","ML",5769.57,"$ 919,05","$ 0,00","$ 4.850,52","$ 0,00","$ 0,00"]
[10079,"Guardaescoba en baldosa alfa pulida y brillada **","ML",33171.25,"$ 5.092,00","$ 1.504,69","$ 26.574,56","$ 0,00","$ 0,00"]
[12664,"GUARDAESCOBA EN MEDIA CAÑA GRANITO BH1-1**","ML",36928.660000000003,"$ 30.566,35","$ 302,97","$ 6.059,34","$ 0,00","$ 0,00"]
[12654,"GUARDAESCOBA EN PORCELANATO BLANCO DE 0.070X0.38M","ML",13534.57,"$ 3.536,65","$ 476,09","$ 9.521,83","$ 0,00","$ 0,00"]
[13423,"GUARDAESCOBA EN RETAL DE MARMOL NAL.VETEADO","ML",8978.44,"$ 980,11","$ 380,87","$ 7.617,46","$ 0,00","$ 0,00"]
[13422,"GUARDAESCOBA EN RETAL DE MARMOL PULIDO","ML",12086.88,"$ 980,11","$ 528,89","$ 10.577,88","$ 0,00","$ 0,00"]
[329,"GUARDAESCOBA GRANITO","ML",20551.11,"$ 3.019,11","$ 0,00","$ 17.532,00","$ 0,00","$ 0,00"]
[12633,"GUARDAESCOBA GRANITO  VIBROPRENSADO 7x33","ML",14785.73,"$ 1.645,60","$ 1.194,56","$ 11.945,57","$ 0,00","$ 0,00"]
[12634,"GUARDAESCOBA GRANITO  VIBROPRENSADO 7x33","ML",14068.86,"$ 928,73","$ 1.194,56","$ 11.945,57","$ 0,00","$ 0,00"]
[330,"GUARDAESCOBA GRAVILLA","ML",18521.900000000001,"$ 2.651,93","$ 0,00","$ 15.869,97","$ 0,00","$ 0,00"]
[13445,"GUARDAESCOBA MARMOL ROYAL AMARILLO ANTICADO **","ML",8836.14,"$ 837,81","$ 380,87","$ 7.617,46","$ 0,00","$ 0,00"]
[13439,"GUARDAESCOBA MARMOL ROYAL VERDE ANTICADO.JP-15X2 *","ML",63149.18,"$ 4.650,57","$ 5.316,75","$ 53.167,53","$ 14,33","$ 0,00"]
[14546,"Guardaescoba Med.Caña fun.sitio GranitoPulid a=0,1","ML",22095.89,"$ 2.758,64","$ 1.985,36","$ 15.927,42","$ 1.424,47","$ 0,00"]
[13302,"GUARDAESCOBA MEDIA CAÑA PREFAB.BALDOSIN ALFA","ML",62529.53,"$ 54.305,07","$ 367,75","$ 7.355,01","$ 501,70","$ 0,00"]
[13209,"Guardaescoba para piso laminado nacional 8cm **","ML",0,"$ 0,00","$ 0,00","$ 0,00","$ 0,00","$ 0,00"]
[13425,"GUARDAESCOBA PORCELANATO BOUT. GIORDANO WHITE","ML",8614.8799999999992,"$ 980,11","$ 363,56","$ 7.271,21","$ 0,00","$ 0,00"]
[13250,"GUARDAESCOBA PORCELANATO PIZARRA**","ML",20500.080000000002,"$ 9.021,95","$ 225,06","$ 11.253,07","$ 0,00","$ 0,00"]
[13487,"GUARDAESCOBA PVC  CARAMELO 8 cm","ML",1317.22,"$ 0,00","$ 0,00","$ 1.317,22","$ 0,00","$ 0,00"]
[12622,"GUARDAESCOBA PVC 6.CM","ML",0,"$ 0,00","$ 0,00","$ 0,00","$ 0,00","$ 0,00"]
[13434,"GUARDAESCOBA TABLON DE GRES 30X30","ML",11798.06,"$ 4.163,29","$ 363,56","$ 7.271,21","$ 0,00","$ 0,00"]
[13421,"GUARDAESCOBA VINISOL  PAVCO (KUARZARA)","ML",9201,"$ 7.528,62","$ 79,64","$ 1.592,74","$ 0,00","$ 0,00"]
[326,"GUARDAESCOBA VINISOL 8cm PAV","ML",3622.91,"$ 875,45","$ 79,64","$ 1.592,74","$ 1.075,08","$ 0,00"]
[18126,"GUARDAESCOBAS EN GRES REF. SANITARIO RF70 DE ALFA","ML",23578.32,"$ 1.558,97","$ 1.050,37","$ 20.968,98","$ 0,00","$ 0,00"]
[17455,"GUARDAESCOBAS EN PVC TIPO RODAPIE H: 6 CM. REF. VY","ML",1835.11,"$ 17,31","$ 86,56","$ 1.731,24","$ 0,00","$ 0,00"]
[12811,"Guardaescobas GranadilloH=10 cm;E=1cm-Lacado(SUM+I","ML",15949,"$ 15.949,00","$ 0,00","$ 0,00","$ 0,00","$ 0,00"]
[17451,"GUARDAESCOBAS M-CAÑA  GRANITO VACIADO PULI-DORADO","ML",37022.47,"$ 30.660,16","$ 302,97","$ 6.059,34","$ 0,00","$ 0,00"]
[17452,"GUARDAESCOBAS M-CAÑA GRANITO VACIADO PULI-GRIS","ML",37022.47,"$ 30.660,16","$ 302,97","$ 6.059,34","$ 0,00","$ 0,00"]
[18123,"GUARDAESCOBAS PREF M-CAÑA  GRANITO-PULIDO-CRDC","ML",6527.52,"$ 62,60","$ 309,68","$ 6.155,24","$ 0,00","$ 0,00"]
[14962,"GUARDAESCOBAS TABLETA ETRUSCA MORO (25X7cm)","ML",10826.33,"$ 627,73","$ 476,09","$ 9.521,83","$ 200,68","$ 0,00"]
[14722,"GUAYA DE ACERO DE 1/4    (SUM + INST)","UN",36917.019999999997,"$ 28.755,33","$ 5.007,38","$ 2.150,90","$ 1.003,41","$ 0,00"]
[14879,"GUAYA DE ACERO DE 1/4(DESM+SUM+INST)","UN",55456.6,"$ 28.755,33","$ 8.559,39","$ 14.701,62","$ 3.440,26","$ 0,00"]
[10317,"Guia inferior lamina acero inox cal 16 d=25 cm **","ML",226101.31,"$ 126.675,76","$ 4.831,40","$ 49.678,82","$ 237,41","$ 44.677,92"]
[10318,"Guia superior en angulo sede idrd **","ML",79631.789999999994,"$ 5.348,83","$ 8.982,71","$ 49.678,82","$ 237,41","$ 15.384,02"]
[15272,"HEBE ENANO VERDE PARA JARDIN(Suministro+Instalació","M2",50754.35,"$ 27.789,73","$ 1.002,61","$ 19.668,50","$ 2.293,50","$ 0,00"]
[11268,"Helecho Nativo(Suministro+Instalación)**","M2",17908.8,"$ 17.908,80","$ 0,00","$ 0,00","$ 0,00","$ 0,00"]
[18254,"Helichrysum Helichrysu Petiolaire  en taludes Exte","M2",15289.01,"$ 12.987,26","$ 72,87","$ 1.457,46","$ 771,42","$ 0,00"]
[18312,"Helichrysum Helichrysu Petiolaire Cubierta Verde","M2",150825.10999999999,"$ 102.731,74","$ 2.393,65","$ 43.013,00","$ 2.686,73","$ 0,00"]
[18340,"Helichrysum Helichrysu Petiolaire en  Jardineras","M2",97313.44,"$ 27.359,98","$ 3.000,51","$ 60.010,17","$ 6.942,78","$ 0,00"]
[2025,"HERRAJE P/ESTRUCTURA FINAL CPS","UN",286230.05,"$ 200.027,03","$ 30.318,85","$ 55.884,17","$ 0,00","$ 0,00"]
[3931,"HERRAMIENTA CERRA. REPAVIMENTACION","DD",19226.53,"$ 12.821,93","$ 6.404,60","$ 0,00","$ 0,00","$ 0,00"]
[3942,"HERRAMIENTA PARA CAMARAS","DD",106555.39,"$ 24.786,59","$ 81.768,80","$ 0,00","$ 0,00","$ 0,00"]
[3940,"HERRAMIENTA PARA RELLENO","DD",12821.93,"$ 12.821,93","$ 0,00","$ 0,00","$ 0,00","$ 0,00"]
[3943,"HERRAMIENTA TENDIDO CABLE AEREO","DD",354424,"$ 24.755,55","$ 329.668,45","$ 0,00","$ 0,00","$ 0,00"]
[11361,"Hidro  blasting 3000 psi**+equipos + agua","M2",4390.01,"$ 0,00","$ 0,00","$ 0,00","$ 0,00","$ 4.390,01"]
[11362,"Hidro  blasting 4000 psi**+equipos +agua","M2",4583,"$ 0,00","$ 0,00","$ 0,00","$ 0,00","$ 4.583,00"]
[11363,"Hidro sand  blasting **+equipo+agua","M2",56329,"$ 0,00","$ 0,00","$ 0,00","$ 0,00","$ 56.329,00"]
[12726,"HIEDRA MIAMI(Suministro+Instalación)**","M2",49983.82,"$ 27.143,20","$ 1.019,39","$ 20.387,79","$ 1.433,44","$ 0,00"]
[12727,"HIEDRA UÑA DE GATO(Suministro+Instalación)**","M2",56589.78,"$ 31.176,37","$ 1.103,31","$ 21.586,57","$ 2.723,54","$ 0,00"]
[15189,"Hilada parada LadrilloPrensadoMacizo.A=0.12mH=0.24","ML",26262.240000000002,"$ 12.002,73","$ 284,30","$ 13.975,22","$ 0,00","$ 0,00"]
[10607,"Hilada parada LadrilloPrensadoMacizo.A=0.50m H=0.12","ML",58858.48,"$ 27.009,83","$ 3.900,55","$ 27.948,10","$ 0,00","$ 0,00"]
[16764,"Hincado de poste de 14 M","UN",349834.23,"$ 0,00","$ 198.608,77","$ 151.225,46","$ 0,00","$ 0,00"]
[18355,"Hinojo/Foeniculum Vulgare en Jardineras","M2",36679.47,"$ 3.475,32","$ 1.250,54","$ 25.010,83","$ 6.942,78","$ 0,00"]
[18322,"Hinojo/Foeniculum Vulgare Sobre Cubierta Verde","M2",138945.10999999999,"$ 90.851,74","$ 2.393,65","$ 43.013,00","$ 2.686,73","$ 0,00"]
[18284,"Hinojo/Foeniculum Vulgare Taludes Exteriores","M2",3409.01,"$ 1.107,26","$ 72,87","$ 1.457,46","$ 771,42","$ 0,00"]
[763,"HOJA PUERTA  a= 0.80","UN",5374.27,"$ 0,00","$ 105,38","$ 5.268,89","$ 0,00","$ 0,00"]
[762,"HOJA PUERTA a=.90","UN",5374.27,"$ 0,00","$ 105,38","$ 5.268,89","$ 0,00","$ 0,00"]
[761,"HOJA PUERTA a=1.00","UN",5374.27,"$ 0,00","$ 105,38","$ 5.268,89","$ 0,00","$ 0,00"]
[570,"HOJA PUERTA CEDRO ACHAPO .80","UN",127749.17,"$ 102.797,20","$ 489,25","$ 24.462,72","$ 0,00","$ 0,00"]
[571,"HOJA PUERTA CEDRO ACHAPO .90","UN",172064.36,"$ 147.112,39","$ 489,25","$ 24.462,72","$ 0,00","$ 0,00"]
[589,"HOJA PUERTA DECOR 0.80 MTS","UN",5374.27,"$ 0,00","$ 105,38","$ 5.268,89","$ 0,00","$ 0,00"]
[569,"HOJA PUERTA EN CEDRO ACHAPO .60","UN",127525.72,"$ 102.573,75","$ 489,25","$ 24.462,72","$ 0,00","$ 0,00"]
[572,"HOJA PUERTA PIZANO CONTEMP .60","UN",5374.27,"$ 0,00","$ 105,38","$ 5.268,89","$ 0,00","$ 0,00"]
[573,"HOJA PUERTA PIZANO CONTEMP .80","UN",5374.27,"$ 0,00","$ 105,38","$ 5.268,89","$ 0,00","$ 0,00"]
[574,"HOJA PUERTA PIZANO CONTEMP .90","UN",5374.27,"$ 0,00","$ 105,38","$ 5.268,89","$ 0,00","$ 0,00"]
[575,"HOJA PUERTA PIZANO ECONOM .60","UN",5374.27,"$ 0,00","$ 105,38","$ 5.268,89","$ 0,00","$ 0,00"]
[576,"HOJA PUERTA PIZANO ECONOM .80","UN",5374.27,"$ 0,00","$ 105,38","$ 5.268,89","$ 0,00","$ 0,00"]
[577,"HOJA PUERTA PIZANO ECONOM .90","UN",5374.27,"$ 0,00","$ 105,38","$ 5.268,89","$ 0,00","$ 0,00"]
[578,"HOJA PUERTA PIZANO TABLEX .60","UN",5374.27,"$ 0,00","$ 105,38","$ 5.268,89","$ 0,00","$ 0,00"]
[579,"HOJA PUERTA PIZANO TABLEX .80","UN",5374.27,"$ 0,00","$ 105,38","$ 5.268,89","$ 0,00","$ 0,00"]
[580,"HOJA PUERTA PIZANO TABLEX .90","UN",5374.27,"$ 0,00","$ 105,38","$ 5.268,89","$ 0,00","$ 0,00"]
[3045,"HORA /Cuad ALBA-IL/Of+Ayu+Prest","HR",12603.38,"$ 0,00","$ 0,00","$ 12.603,38","$ 0,00","$ 0,00"]
[3046,"HORA /Cuad CARPINT/Of+Ayu+Prest","HR",23521.85,"$ 0,00","$ 0,00","$ 23.521,85","$ 0,00","$ 0,00"]
[3047,"HORA /Cuad INST./Of+Ayu+Prest","HR",21712.94,"$ 0,00","$ 0,00","$ 21.712,94","$ 0,00","$ 0,00"]
[3043,"HORA AYUDANTE ALBA-IL+ PREST.","HR",4375,"$ 0,00","$ 0,00","$ 4.375,00","$ 0,00","$ 0,00"]
[3044,"HORA OFICIAL ALBA-IL+Prest","HR",8333,"$ 0,00","$ 0,00","$ 8.333,00","$ 0,00","$ 0,00"]
[10200,"Huella Escalera adoquin  a=0.20**","ML",41096.47,"$ 15.073,34","$ 0,00","$ 26.023,14","$ 0,00","$ 0,00"]
[15191,"Huella Escalera adoquin  a=0.60**","ML",47520.23,"$ 18.384,49","$ 867,93","$ 28.267,82","$ 0,00","$ 0,00"]
[18945,"Impermea.Piscina Mortero Flexi+Refue Poliprop CDRC","M2",26612.959999999999,"$ 250,22","$ 2.657,83","$ 23.704,92","$ 0,00","$ 0,00"]
[11196,"Impermeab en frio sika fill 5 **","M2",31256.97,"$ 12.002,91","$ 1.650,48","$ 14.902,98","$ 0,00","$ 2.700,61"]
[10245,"Impermeab manto Edil 3 mm + pintura **","M2",50898.52,"$ 24.735,82","$ 2.152,34","$ 20.924,03","$ 3.086,34","$ 0,00"]
[11567,"Impermeab manto Edil 3 mm +foil alumini+ pintura**","M2",57351.8,"$ 27.873,71","$ 5.169,45","$ 21.222,31","$ 3.086,34","$ 0,00"]
[11529,"Impermeab manto Edil 3 mm sin pintura **","M2",38660.75,"$ 20.505,52","$ 1.979,62","$ 13.801,50","$ 2.374,11","$ 0,00"]
[10629,"impermeab sika 4 capIgasolCubierta+3 capSikafelt**","M2",40212.71,"$ 37.797,85","$ 170,08","$ 2.126,08","$ 118,71","$ 0,00"]
[10119,"Impermeabili espaldon con igol impriman y denso **","M2",33416.68,"$ 30.626,61","$ 54,71","$ 2.735,36","$ 0,00","$ 0,00"]
[17333,"Impermeabili Muro Cont igol impriman+igol densoCDR","M2",33444.03,"$ 30.653,96","$ 54,71","$ 2.735,36","$ 0,00","$ 0,00"]
[14218,"impermeabili vigas cim y zapata Igol denso **","M2",26944.6,"$ 23.801,40","$ 149,68","$ 2.993,52","$ 0,00","$ 0,00"]
[333,"IMPERMEABILIZACION  EDIL ESPECIAL","M2",20454,"$ 0,00","$ 0,00","$ 20.454,00","$ 0,00","$ 0,00"]
[93,"IMPERMEABILIZACION  INTEGRAL CONCRETO","M3",44050.1,"$ 38.206,10","$ 0,00","$ 5.844,00","$ 0,00","$ 0,00"]
[175,"IMPERMEABILIZACION  INTEGRAL MORTERO(Sika 1)","M2",7403.54,"$ 3.474,54","$ 187,10","$ 3.741,90","$ 0,00","$ 0,00"]
[332,"IMPERMEABILIZACION  PERMA PLY-2 CAPAS","M2",14157.62,"$ 6.385,10","$ 0,00","$ 7.772,52","$ 0,00","$ 0,00"]
[10054,"Impermeabilización con membranas flexibles PVC   *","M2",138400.51,"$ 90.163,00","$ 140,64","$ 46.663,44","$ 1.433,44","$ 0,00"]
[10191,"Impermeabilización con Sika Transparente10 Fachada","M2",10914.7,"$ 5.297,82","$ 803,44","$ 4.813,44","$ 0,00","$ 0,00"]
[10055,"Impermeabilización con Sikafill 10  **","M2",31173.69,"$ 21.744,11","$ 449,03","$ 8.980,55","$ 0,00","$ 0,00"]
[10056,"Impermeabilización con Sikafill 5  **","M2",20888.419999999998,"$ 11.458,84","$ 449,03","$ 8.980,55","$ 0,00","$ 0,00"]
[15746,"Impermeabilizacion Cubiertas (membrana sintetica)","M2",93527.76,"$ 93.527,76","$ 0,00","$ 0,00","$ 0,00","$ 0,00"]
[13827,"Impermeabilizacion de Cárcamo","ML",33208.980000000003,"$ 2.253,20","$ 724,51","$ 30.231,27","$ 0,00","$ 0,00"]
[18174,"IMPERMEABILIZACION DE FACHADA CON HIDROFUGO","M2",14025.28,"$ 5.144,56","$ 3.561,18","$ 5.319,54","$ 0,00","$ 0,00"]
[10123,"Impermeabilización Espaldon Igol Imprimant + Denso","M2",33416.68,"$ 30.626,61","$ 54,71","$ 2.735,36","$ 0,00","$ 0,00"]
[10264,"IMPERMEABILIZACION MANTO BICAPA 3+3 mm ULTIMA CAPA CON INHIBIDOR DE RAIZ + MANO DE OBRA Y TRANSPORTE","M2",0,"$ 0,00","$ 0,00","$ 0,00","$ 0,00","$ 0,00"]
[13766,"Impermeabilización manto morter plas AL-300 3mm **","M2",26889.95,"$ 2.510,76","$ 5.145,10","$ 19.234,09","$ 0,00","$ 0,00"]
[16167,"Impermeabilización manto TEXAPLAS 3mm Foil Alumi**","M2",26889.95,"$ 2.510,76","$ 5.145,10","$ 19.234,09","$ 0,00","$ 0,00"]
[16903,"Impermeabilización Tanque y Piscina membranasPVC","M2",112913.92,"$ 95.203,65","$ 867,23","$ 16.843,04","$ 0,00","$ 0,00"]
[10001,"impermeabilizado con Xypex  **","M2",49197.58,"$ 44.874,74","$ 125,91","$ 4.196,93","$ 0,00","$ 0,00"]
[13404,"Impermeabilizante integral Xypex **","M2",36952.870000000003,"$ 24.433,48","$ 422,84","$ 12.096,56","$ 0,00","$ 0,00"]
[10593,"Implementación de huellas en tierra 2.00x0.80 - Pico del Águila","ML",124001.01,"$ 84.906,39","$ 1.652,79","$ 37.441,83","$ 0,00","$ 0,00"]
[15376,"Imprimac emuls asfalt  aglutin  grava de piso cauc","M2",1858.96,"$ 1.135,70","$ 27,82","$ 695,44","$ 0,00","$ 0,00"]
[16835,"IMPRIMACION ASFALTICA (Emulsion CRR-1)CAPAS GRANUL","M2",3095.77,"$ 2.791,93","$ 8,85","$ 294,99","$ 0,00","$ 0,00"]
[10115,"Imprimacion asfaltica con emulsion CRL-1**","M2",6018.98,"$ 3.102,72","$ 127,56","$ 2.551,29","$ 237,41","$ 0,00"]
[12492,"Imprimacion asfaltica en Frio (Equip.de Bomba)**","M2",10431.08,"$ 8.719,62","$ 81,50","$ 1.629,96","$ 0,00","$ 0,00"]
[16809,"Imprimacion Asfaltica en Frio para Gravilla","M2",9984.24,"$ 8.534,38","$ 69,04","$ 1.380,82","$ 0,00","$ 0,00"]
[10327,"Imprimacion asfaltica para andenes**","M2",4124.2700000000004,"$ 2.336,01","$ 35,06","$ 1.753,20","$ 0,00","$ 0,00"]
[12268,"Imprimacion emulsion asfalt de la Superficie**","M2",3129.35,"$ 2.406,09","$ 27,82","$ 695,44","$ 0,00","$ 0,00"]
[17765,"Infrarrojo tecnologia antimascotas (SUMI INST)","UN",28932.05,"$ 0,00","$ 1.139,49","$ 27.792,56","$ 0,00","$ 0,00"]
[221,"INMUNIZANTE CUBIERTA","M2",5471.66,"$ 212,06","$ 0,00","$ 5.259,60","$ 0,00","$ 0,00"]
[20652,"INSPECCION DE RED DE ALCANTARILLADO CON CCTV","ML",23426.09,"$ 2.575,70","$ 11.265,10","$ 9.585,29","$ 0,00","$ 0,00"]
[10933,"INST SOBRE ANGULO LAMINA COLD ROLCal.16***","M2",334258.8,"$ 135.082,32","$ 3.876,40","$ 193.820,02","$ 0,00","$ 1.480,06"]
[10495,"INSTAL CERRAM- IDRD h=2.5, 3000psi (pilot+viga+Pin","ML",227497.18,"$ 112.268,93","$ 8.673,52","$ 58.792,93","$ 11.870,56","$ 35.891,23"]
[14180,"Instalac Señal Ruta de Evacuación1Dad(30x30x50)","UN",88299.36,"$ 19.002,28","$ 3.188,90","$ 62.435,10","$ 3.673,10","$ 0,00"]
[11429,"Instalac tapa luz Lamina Galv. Cal. 22 des=20cm **","ML",121061.89,"$ 2.444,04","$ 2.325,84","$ 116.292,01","$ 0,00","$ 0,00"]
[14156,"InstalacEstac.10-BancaAbdominales 4Dad(30x30x50)","UN",215998.93,"$ 76.739,93","$ 11.529,62","$ 112.984,73","$ 14.744,64","$ 0,00"]
[14149,"InstalacEstac.11-Banca Fortalec.4Dad(30x30x50)3000","UN",216856.06,"$ 76.739,93","$ 11.641,43","$ 113.730,06","$ 14.744,64","$ 0,00"]
[14157,"InstalacEstac.12-Poste AbdominGluteos1Dad(30x30x50","UN",101668.5,"$ 26.493,56","$ 6.452,75","$ 63.587,68","$ 5.134,51","$ 0,00"]
[14158,"InstalacEstac.15-BarrasParalelas 4Dad(20x20x50)","UN",140106.75,"$ 34.167,54","$ 9.143,15","$ 90.238,54","$ 6.557,53","$ 0,00"]
[14114,"InstalacEstac.1-PosteEstiram.(Aquiles)Dad30x30x70","UN",101668.5,"$ 26.493,56","$ 6.452,75","$ 63.587,68","$ 5.134,51","$ 0,00"]
[14150,"InstalacEstac.2-TuboEjerc.Gemel-Muslo2Dad(25x25x50","UN",96055.65,"$ 26.493,56","$ 5.942,49","$ 58.485,09","$ 5.134,51","$ 0,00"]
[14151,"InstalacEstac.3-Banca AbdomAltos 4Dad(30x30x50)","UN",192917.49,"$ 59.089,77","$ 11.317,27","$ 111.085,04","$ 11.425,40","$ 0,00"]
[14152,"InstalacEstac.4-Barra para Salto 3Dad(30x30x50)","UN",164853.26999999999,"$ 59.089,77","$ 8.765,98","$ 85.572,11","$ 11.425,40","$ 0,00"]
[14153,"InstalacEstac.5-BarraFlexiónEspalda 2Dad(30x30x70)","UN",168022.09,"$ 54.887,34","$ 9.479,00","$ 93.045,15","$ 10.610,60","$ 0,00"]
[14154,"InstalacEstac.7-BancaEstiramiento 4Dad(30x30x50)","UN",215998.93,"$ 76.739,93","$ 11.529,62","$ 112.984,73","$ 14.744,64","$ 0,00"]
[14155,"InstalacEstac.8-Tubos para Brinco 3Dad(30x30x50)","UN",164853.26999999999,"$ 59.089,77","$ 8.765,98","$ 85.572,11","$ 11.425,40","$ 0,00"]
[14119,"InstalacEstac6- BarrFlexPechoIndivid2Dad(30x30x70)","UN",166766.82,"$ 53.717,95","$ 9.509,68","$ 93.217,93","$ 10.321,26","$ 0,00"]
[14111,"Instalación  Cicloparquadero-M-100(STP)","UN",140466.75,"$ 20.866,06","$ 5.526,85","$ 109.701,63","$ 4.372,21","$ 0,00"]
[12566,"INSTALACIÓN  ESCALERA DE GATO-STPM","UN",75364.149999999994,"$ 4.221,00","$ 19.710,62","$ 41.398,45","$ 10.034,08","$ 0,00"]
[14102,"Instalacion  Estructura Minitenis **","JGO",104081.09,"$ 33.545,16","$ 183,82","$ 63.232,62","$ 7.119,48","$ 0,00"]
[14103,"Instalacion  Estructura Tenis **","JGO",133750.85,"$ 50.829,32","$ 275,73","$ 71.930,01","$ 10.715,79","$ 0,00"]
[14105,"Instalacion  Malla de Minitenis **","UN",9822.48,"$ 0,00","$ 467,74","$ 9.354,74","$ 0,00","$ 0,00"]
[14104,"Instalacion  Malla de Tenis **","UN",18752,"$ 0,00","$ 892,95","$ 17.859,05","$ 0,00","$ 0,00"]
[12684,"INSTALACION  POSTE H=2.0M**","UN",122246.95,"$ 16.578,12","$ 7.555,12","$ 75.535,92","$ 22.577,79","$ 0,00"]
[12687,"INSTALACION  POSTE H=2.7M**","UN",122246.95,"$ 16.578,12","$ 7.555,12","$ 75.535,92","$ 22.577,79","$ 0,00"]
[12690,"INSTALACION  POSTE H=3.0M**","UN",124705.38,"$ 23.835,90","$ 17.491,87","$ 60.678,74","$ 22.698,87","$ 0,00"]
[12693,"INSTALACION  POSTE H=3.30M**","UN",128747.26,"$ 22.496,55","$ 17.774,98","$ 63.509,83","$ 24.965,90","$ 0,00"]
[14175,"Instalacion  Red de Futbol **","JGO",19644.95,"$ 0,00","$ 935,47","$ 18.709,48","$ 0,00","$ 0,00"]
[14107,"Instalacion  Red de Microfutbol **","JGO",18769.86,"$ 0,00","$ 893,80","$ 17.876,06","$ 0,00","$ 0,00"]
[11276,"Instalacion  señales de Transito **","UN",51991.7,"$ 13.912,62","$ 1.743,99","$ 33.220,25","$ 3.114,83","$ 0,00"]
[12874,"Instalación Acople Completo -STPM**","UN",20955.86,"$ 431,46","$ 7.826,80","$ 4.096,96","$ 8.600,64","$ 0,00"]
[12880,"Instalación Acople en U lámina cal.3/16\" -STPM**","UN",22345.57,"$ 3.115,69","$ 9.285,82","$ 6.145,44","$ 3.798,62","$ 0,00"]
[12434,"Instalación Acople Sencillo Columpio -STPM**","UN",23379.95,"$ 2.870,28","$ 7.095,10","$ 4.813,93","$ 8.600,64","$ 0,00"]
[12895,"Instalación- Agarradera Balancin Tubo 3/4\" -STPM**","UN",44584.52,"$ 14.351,40","$ 8.241,69","$ 4.897,84","$ 17.093,59","$ 0,00"]
[13255,"Instalacion Alfajia conc prefab  a<0.50 **","ML",25348.53,"$ 5.455,90","$ 2.380,83","$ 17.511,81","$ 0,00","$ 0,00"]
[14212,"INSTALACION ALFAJIA LADRILLO TOLETE FINO STA/FE","ML",17816.78,"$ 4.593,51","$ 0,00","$ 13.223,27","$ 0,00","$ 0,00"]
[12269,"Instalación Alfajia Perim.Dirección general IDRD**","ML",20675.93,"$ 3.510,20","$ 812,67","$ 16.253,35","$ 99,71","$ 0,00"]
[459,"INSTALACION APARATO SANITARIO","UN",47384.63,"$ 632,63","$ 0,00","$ 46.752,00","$ 0,00","$ 0,00"]
[12949,"Instalación Argolla Aluminio Maleable -STPM**","UN",8087.25,"$ 479,40","$ 1.488,80","$ 1.102,01","$ 5.017,04","$ 0,00"]
[10156,"Instalacion asador metalico tipo timiza  **","UN",154396.81,"$ 90.705,17","$ 680,28","$ 33.660,23","$ 29.351,12","$ 0,00"]
[12403,"Instalación Asiento Fibra lona Columpio-STPM**","UN",29088.28,"$ 1.076,36","$ 5.337,78","$ 15.363,60","$ 7.310,54","$ 0,00"]
[13982,"Instalación Aviso Multidireccional -STPM**","UN",84463.81,"$ 22.525,60","$ 7.426,66","$ 53.075,69","$ 1.435,86","$ 0,00"]
[15718,"Instalación Balancin 4 Puestos en Tubo Galv.2\"","UN",233799.44,"$ 118.518,06","$ 2.947,84","$ 58.956,78","$ 53.376,75","$ 0,00"]
[12857,"Instalación Balancin Tubo Galv.2\"x2.00m/2.5m-STPM*","UN",227704.71,"$ 118.316,82","$ 2.667,20","$ 53.343,93","$ 53.376,75","$ 0,00"]
[13528,"Instalación- Banca Abdominales Bajo -STPM**","UN",262485.19,"$ 114.334,72","$ 34.246,51","$ 104.763,64","$ 9.140,32","$ 0,00"]
[12711,"Instalación Baranda Discapacitados-STPM**","ML",22672.28,"$ 0,00","$ 3.770,89","$ 14.153,17","$ 4.748,22","$ 0,00"]
[12426,"Instalación Baranda M-80 sin viga -STPM*","ML",63744.31,"$ 2.726,77","$ 22.640,10","$ 34.104,04","$ 4.273,40","$ 0,00"]
[12697,"Instalación baranda M-83ES***","ML",89301.74,"$ 30.403,53","$ 11.863,75","$ 21.987,60","$ 25.046,86","$ 0,00"]
[12424,"Instalación Barras de Giro Travezaño-STPM**","UN",21975.79,"$ 2.391,90","$ 3.096,47","$ 15.053,98","$ 1.433,44","$ 0,00"]
[15822,"INSTALACION BARRAS PARALELAS","UN",264022.09999999998,"$ 160.002,30","$ 5.153,34","$ 70.473,99","$ 28.392,46","$ 0,00"]
[12421,"Instalación Barras Rodadero-STPM**","UN",38693.980000000003,"$ 7.879,20","$ 5.178,83","$ 24.489,20","$ 1.146,75","$ 0,00"]
[14420,"Instalacion Bocel madera muro contenc, goteros etc","ML",5613.96,"$ 2.110,19","$ 102,05","$ 3.401,72","$ 0,00","$ 0,00"]
[12854,"Instalación bolardo Alto hierro M-63-STPM**","UN",58415.54,"$ 3.413,14","$ 1.037,63","$ 20.746,36","$ 33.218,40","$ 0,00"]
[12997,"Instalación bolardo Bajo hierro M-62-STPM**","UN",40177.410000000003,"$ 6.826,28","$ 1.565,01","$ 31.287,55","$ 498,56","$ 0,00"]
[15081,"Instalación bolardo Concreto M-60-STPM  COPIA","UN",59250.99,"$ 19.893,74","$ 1.506,37","$ 30.090,78","$ 7.760,10","$ 0,00"]
[12998,"Instalación bolardo Concreto M-60-STPM**","UN",64343.78,"$ 19.893,74","$ 1.715,69","$ 31.826,18","$ 10.908,17","$ 0,00"]
[460,"INSTALACION BOMBAS AGUA (MANO DE OBRA)","UN",517710.43,"$ 0,00","$ 0,00","$ 517.710,43","$ 0,00","$ 0,00"]
[12400,"Instalación cadena Galvan. 3/8\"(1.5-2.0m)STPM**","UN",27075.11,"$ 2.152,71","$ 7.111,44","$ 10.242,40","$ 7.568,56","$ 0,00"]
[11213,"Instalacion cañuela prefabricada (A-120) (canal)**","ML",69189.11,"$ 19.924,90","$ 1.239,02","$ 33.157,31","$ 14.867,87","$ 0,00"]
[147,"INSTALACION CARPINTERIA METALICA","M2",23295.59,"$ 3.030,67","$ 0,00","$ 19.938,01","$ 326,91","$ 0,00"]
[13025,"Instalación- Cerramiento Juego Infantil -STPM**","ML",35324.449999999997,"$ 16.760,12","$ 833,14","$ 16.662,85","$ 1.068,35","$ 0,00"]
[12430,"Instalación Cerramiento Reja Pequeña-STPM**","ML",42516.58,"$ 2.152,71","$ 11.973,21","$ 27.372,92","$ 1.017,74","$ 0,00"]
[12673,"INSTALACION CONTRAHUELLA EN LAMINA-STPM**","UN",10801.63,"$ 140,70","$ 3.618,23","$ 4.892,54","$ 2.150,16","$ 0,00"]
[12912,"Instalación de  Balancin Madera-STPM**","UN",273123.37,"$ 184.438,74","$ 2.721,38","$ 54.427,57","$ 31.535,68","$ 0,00"]
[19279,"instalación de alimentador de tablero de gimnasio","ML",81157.89,"$ 47.045,24","$ 1.647,25","$ 32.465,41","$ 0,00","$ 0,00"]
[13742,"INSTALACION DE APARATO SANITARIO **","UN",48440.86,"$ 632,63","$ 2.276,58","$ 45.531,65","$ 0,00","$ 0,00"]
[13977,"Instalación de Baranda PasamTubGal.21/2\"Paral11/2\"","ML",49282.09,"$ 12.020,00","$ 22.208,11","$ 15.053,98","$ 0,00","$ 0,00"]
[14449,"INSTALACION DE BOMBA EYECTORA 2.5HP","UN",1880486.16,"$ 1.478.030,00","$ 30.071,29","$ 300.712,87","$ 71.672,00","$ 0,00"]
[12125,"INSTALACION DE CALENTADOR**","UN",68895.179999999993,"$ 5.272,06","$ 3.029,67","$ 60.593,45","$ 0,00","$ 0,00"]
[15249,"INSTALACION DE CANALETA METALICA   (EXISTENTE)","M2",11738.59,"$ 469,00","$ 1.039,33","$ 10.230,26","$ 0,00","$ 0,00"]
[17637,"INSTALACIÓN DE DUCTO Y SILENCIADOR","UN",175701.08,"$ 1.737,03","$ 260,56","$ 173.703,49","$ 0,00","$ 0,00"]
[12419,"Instalación de Espaldar para Banca M-31-STPM**","UN",43937.58,"$ 0,00","$ 4.582,31","$ 30.754,63","$ 8.600,64","$ 0,00"]
[18614,"INSTALACION DE GAS Global S. CRISTOBAL","GL",0,"$ 0,00","$ 0,00","$ 0,00","$ 0,00","$ 0,00"]
[12406,"Instalación de Juego tipo M-5 o 5A-STPM**","UN",477251.93,"$ 127.745,60","$ 10.398,04","$ 192.846,74","$ 146.261,56","$ 0,00"]
[14035,"Instalación de losas prefabric.(1.20x0.70m) e=8-12","UN",25833.9,"$ 0,00","$ 1.230,19","$ 24.603,71","$ 0,00","$ 0,00"]
[10584,"Instalación de luminaria de cubierta - Estadio El Campin (Incl. AIU)","UN",185570.41,"$ 10.758,64","$ 116.066,74","$ 34.635,13","$ 7.869,59","$ 16.240,31"]
[10582,"Instalación de luminaria de torre - Estadio El Campin (Incl. AIU)","UN",202523.37,"$ 10.758,64","$ 128.317,27","$ 37.796,53","$ 7.926,92","$ 17.724,01"]
[13919,"Instalación de Media Alfarda L=2.5m","UN",13108.37,"$ 3.446,87","$ 2.858,05","$ 6.803,45","$ 0,00","$ 0,00"]
[19291,"instalación de módulo monitor del sistema cometas","UN",403562.15,"$ 357.964,99","$ 2.171,29","$ 43.425,87","$ 0,00","$ 0,00"]
[13757,"Instalación de Orinal Seco(Incluye Filtro)***","UN",43430.66,"$ 37.908,00","$ 502,06","$ 5.020,60","$ 0,00","$ 0,00"]
[12124,"Instalación de Orinal y Grifería***","UN",58529.73,"$ 1.065,21","$ 2.510,30","$ 50.206,00","$ 4.748,22","$ 0,00"]
[14163,"Instalación de pendon (50x6.0m)","UN",45285.22,"$ 637,60","$ 2.126,08","$ 42.521,54","$ 0,00","$ 0,00"]
[16170,"Instalación de Puerta provisional (Obra)","UN",101471.75,"$ 11.998,36","$ 71,93","$ 89.401,47","$ 0,00","$ 0,00"]
[14109,"Instalación de Redes para Baloncesto","JGO",47511.62,"$ 0,00","$ 4.990,08","$ 42.521,54","$ 0,00","$ 0,00"]
[14110,"Instalación de Redes para Voleibol","UN",11072.61,"$ 0,00","$ 527,27","$ 10.545,34","$ 0,00","$ 0,00"]
[13531,"Instalación de Tabla en Madera para Carrusel","UN",19279.77,"$ 0,00","$ 9.306,51","$ 9.973,26","$ 0,00","$ 0,00"]
[14106,"Instalación de Valla Especial (3x6m)","UN",547428.4,"$ 0,00","$ 37.169,92","$ 510.258,48","$ 0,00","$ 0,00"]
[13564,"INSTALACION DE VIIDRIOS l.","ML",27225.919999999998,"$ 6.115,21","$ 1.550,80","$ 19.559,91","$ 0,00","$ 0,00"]
[14208,"Instalación Deslizadero Fibra de Vidrio 2.4m-STPM*","UN",52347.08,"$ 15.769,84","$ 1.689,88","$ 33.797,64","$ 1.089,72","$ 0,00"]
[14344,"Instalación Deslizadero Fibra de Vidrio 3.0m-STPM*","UN",52347.08,"$ 15.769,84","$ 1.689,88","$ 33.797,64","$ 1.089,72","$ 0,00"]
[12908,"Instalación Deslizadero Fibra de Vidrio 4m-STPM***","UN",77234.149999999994,"$ 10.513,23","$ 2.391,74","$ 47.834,87","$ 16.494,32","$ 0,00"]
[13980,"Instalación Deslizadero Fibra de Vidrio 5m-STPM***","UN",102552.49,"$ 28.666,02","$ 10.323,87","$ 51.822,69","$ 11.739,91","$ 0,00"]
[13997,"INSTALACION DOTACION ABDOMINALES ADULTOS/MAYORES-I","UN",259023.72,"$ 173.720,21","$ 4.901,41","$ 68.481,05","$ 11.921,07","$ 0,00"]
[13996,"INSTALACION DOTACION BARRAS ADULTOS/MAYORES-I","UN",504380.22,"$ 347.440,42","$ 7.960,22","$ 125.137,48","$ 23.842,14","$ 0,00"]
[13993,"INSTALACION DOTACION CAMINADOR ADULTOS(No utilizar","UN",264022.09999999998,"$ 160.002,30","$ 5.153,34","$ 70.473,99","$ 28.392,46","$ 0,00"]
[13991,"INSTALACION DOTACION FLEXION ADULTOS/MAYORES-IDRD","UN",361211.08,"$ 238.865,29","$ 6.028,41","$ 99.925,94","$ 16.391,47","$ 0,00"]
[13994,"INSTALACION DOTACION GIRO CADERA (twister)","UN",258829.32,"$ 160.002,30","$ 5.577,25","$ 64.857,30","$ 28.392,46","$ 0,00"]
[13998,"INSTALACION DOTACION PLATAFORMA ADULTOS/MAYORES-I","UN",259023.72,"$ 173.720,21","$ 4.901,41","$ 68.481,05","$ 11.921,07","$ 0,00"]
[461,"INSTALACION EQUIPO HIDRONEUMATICO","UN",1314825.9099999999,"$ 0,00","$ 0,00","$ 1.314.825,91","$ 0,00","$ 0,00"]
[12555,"Instalación- Escalador de Arbol -STPM**","UN",77595.48,"$ 0,00","$ 6.076,79","$ 60.767,89","$ 10.750,80","$ 0,00"]
[12432,"Instalación- Escalador de Arco -STPM**","UN",65220.41,"$ 2.110,50","$ 27.006,76","$ 24.635,63","$ 11.467,52","$ 0,00"]
[12921,"Instalación Guaya de Acero de 1/4\"***","UN",24664.02,"$ 16.502,33","$ 5.007,38","$ 2.150,90","$ 1.003,41","$ 0,00"]
[151,"INSTALACION INTERNA PUNTO ADICIONAL  GAS CU 6mtrs","UN",81890.62,"$ 35.138,62","$ 0,00","$ 46.752,00","$ 0,00","$ 0,00"]
[94,"INSTALACION INTERNA PUNTO PRINCIPAL GAS CU 15mtrs","UN",191645.73,"$ 45.545,73","$ 0,00","$ 146.100,00","$ 0,00","$ 0,00"]
[16806,"Instalación Juego cuerdas piramidal 5-12añosCap:25","UN",725271.68,"$ 442.023,68","$ 4.284,16","$ 188.108,00","$ 90.855,84","$ 0,00"]
[13317,"Instalación Juego de aros  baloncesto metálico","JGO",30318.75,"$ 0,00","$ 14.366,25","$ 9.502,02","$ 6.450,48","$ 0,00"]
[13935,"INSTALACION JUEGO MECANICO BIOSALUDABLE","UN",61217.87,"$ 68,46","$ 3.030,61","$ 58.118,80","$ 0,00","$ 0,00"]
[10447,"Instalación Juego tipo M-3A -STPM**","UN",1260847.8799999999,"$ 581.240,81","$ 18.296,72","$ 292.406,91","$ 368.903,45","$ 0,00"]
[10955,"INSTALACION LAMINA COLD ROLLED Cal.16  campin**","M2",358561.41,"$ 123.795,49","$ 7.453,41","$ 195.070,69","$ 0,00","$ 32.241,82"]
[14410,"INSTALACION LAMINA COLD ROLLED Cal.18","M2",5758.14,"$ 0,00","$ 112,90","$ 5.645,24","$ 0,00","$ 0,00"]
[12770,"INSTALACION LAMINA COLD ROLLED Cal.18 **","UN",24212.03,"$ 5.970,00","$ 7.851,47","$ 9.691,00","$ 0,00","$ 699,56"]
[975,"INSTALACION LAMINA COLD ROLLED Cal.20","M2",5758.14,"$ 0,00","$ 112,90","$ 5.645,24","$ 0,00","$ 0,00"]
[976,"INSTALACION LAMINA COLD ROLLED Cal.22","M2",6717.84,"$ 0,00","$ 131,72","$ 6.586,12","$ 0,00","$ 0,00"]
[978,"INSTALACION LAMINA COLD ROLLED Cal.24","M2",5758.14,"$ 0,00","$ 112,90","$ 5.645,24","$ 0,00","$ 0,00"]
[996,"INSTALACION LAMINA Galv. Cal. 14","M2",5758.14,"$ 0,00","$ 112,90","$ 5.645,24","$ 0,00","$ 0,00"]
[997,"INSTALACION LAMINA Galv. Cal. 16","M2",5758.14,"$ 0,00","$ 112,90","$ 5.645,24","$ 0,00","$ 0,00"]
[998,"INSTALACION LAMINA Galv. Cal. 18","M2",37080.14,"$ 31.322,00","$ 112,90","$ 5.645,24","$ 0,00","$ 0,00"]
[999,"INSTALACION LAMINA Galv. Cal. 20","M2",5758.14,"$ 0,00","$ 112,90","$ 5.645,24","$ 0,00","$ 0,00"]
[1013,"INSTALACION LAMINA Galv. Cal. 22","M2",5758.14,"$ 0,00","$ 112,90","$ 5.645,24","$ 0,00","$ 0,00"]
[1020,"INSTALACION LAMINA Galv. Cal. 24","M2",5758.14,"$ 0,00","$ 112,90","$ 5.645,24","$ 0,00","$ 0,00"]
[1021,"INSTALACION LAMINA Galv. Cal. 26","M2",5758.14,"$ 0,00","$ 112,90","$ 5.645,24","$ 0,00","$ 0,00"]
[1022,"INSTALACION LAMINA Galv. Cal. 28","M2",43038.14,"$ 37.280,00","$ 112,90","$ 5.645,24","$ 0,00","$ 0,00"]
[1023,"INSTALACION LAMINA Galv. Cal. 30","M2",5758.14,"$ 0,00","$ 112,90","$ 5.645,24","$ 0,00","$ 0,00"]
[12850,"Instalación Lámina IDG-S -STPM**","UN",27685.200000000001,"$ 6.508,62","$ 6.489,10","$ 4.653,40","$ 10.034,08","$ 0,00"]
[12844,"Instalación Lámina SC-80/SC-120 -STPM**","UN",15968.42,"$ 2.790,72","$ 4.556,82","$ 2.600,43","$ 6.020,45","$ 0,00"]
[14177,"Instalación Lámina Valla Instrucción","UN",69139.58,"$ 1.275,20","$ 3.231,64","$ 64.632,74","$ 0,00","$ 0,00"]
[15137,"Instalación losas prefabric.(1.20x0.70m) e=15-30","UN",26835.62,"$ 0,00","$ 1.277,89","$ 25.557,73","$ 0,00","$ 0,00"]
[15524,"Instalación Manila Polipropileno1/2\" Control acces","ML",1040.93,"$ 0,00","$ 20,41","$ 1.020,52","$ 0,00","$ 0,00"]
[15824,"INSTALACION MESA DE AJEDREZ EN POLIESTER REFORZ","UN",624552.99,"$ 186.221,52","$ 23.647,57","$ 305.644,33","$ 109.039,51","$ 0,00"]
[15826,"INSTALACION MESA DE PING-PONG EN POLIESTER REFORZ","UN",725829.24,"$ 186.221,52","$ 26.441,78","$ 398.784,62","$ 114.381,26","$ 0,00"]
[13992,"INSTALACION MODULO BALANCÍN CINTURA  (PENDULO","UN",264022.09999999998,"$ 160.002,30","$ 5.153,34","$ 70.473,99","$ 28.392,46","$ 0,00"]
[15815,"INSTALACION MODULO CABALLO BICICLETA ESTATICA","UN",151202.91,"$ 69.627,35","$ 3.220,03","$ 66.525,33","$ 11.830,19","$ 0,00"]
[15819,"INSTALACION MODULO CAMINADOR AEREO","UN",197606.61,"$ 92.836,47","$ 4.176,95","$ 84.819,60","$ 15.773,58","$ 0,00"]
[15208,"INSTALACION MODULO DORSAL PECTORAL (doble)","UN",151202.91,"$ 69.627,35","$ 3.220,03","$ 66.525,33","$ 11.830,19","$ 0,00"]
[15812,"INSTALACION MODULO ELIPTICA","UN",197606.61,"$ 92.836,47","$ 4.176,95","$ 84.819,60","$ 15.773,58","$ 0,00"]
[15817,"INSTALACION MODULO ESPALDA BRAZOS ALTOS","UN",151202.91,"$ 69.627,35","$ 3.220,03","$ 66.525,33","$ 11.830,19","$ 0,00"]
[13995,"INSTALACION MODULO TIMON VOLANTES DOBLES","UN",205005.8,"$ 116.045,59","$ 5.240,58","$ 64.002,64","$ 19.716,98","$ 0,00"]
[15800,"Instalacion ModuloPiernas Prensa Horizontal-Flexio","UN",197606.61,"$ 92.836,47","$ 4.176,95","$ 84.819,60","$ 15.773,58","$ 0,00"]
[553,"INSTALACION NICHO","UN",46752,"$ 0,00","$ 0,00","$ 46.752,00","$ 0,00","$ 0,00"]
[12558,"Instalación Pasamanos Angulado-STPM**","UN",53027.360000000001,"$ 4.924,50","$ 29.590,35","$ 16.935,73","$ 1.576,78","$ 0,00"]
[12562,"Instalación Pasamanos Recto-STPM**","UN",50815.71,"$ 4.924,50","$ 25.496,95","$ 18.817,48","$ 1.576,78","$ 0,00"]
[13934,"INSTALACION PISO CAUCHO  BIOSAL-PARQUE NOVIOS","M2",8706.76,"$ 0,00","$ 414,61","$ 8.292,15","$ 0,00","$ 0,00"]
[14097,"Instalación Plastificado Plataforma Cuadrd(Carg+Re","UN",71436.179999999993,"$ 0,00","$ 3.401,72","$ 68.034,46","$ 0,00","$ 0,00"]
[14098,"Instalación Plastificado Plataforma Cuadrd(Carg+Re","UN",63221.03,"$ 0,00","$ 3.010,53","$ 60.210,50","$ 0,00","$ 0,00"]
[12606,"INSTALACION PUERTA BATIENTE ALUMINIO.","UN",0,"$ 0,00","$ 0,00","$ 0,00","$ 0,00","$ 0,00"]
[298,"INSTALACION REJILLA VENTILACION  INFERIOR","UN",65315.6,"$ 7.460,00","$ 0,00","$ 57.855,60","$ 0,00","$ 0,00"]
[12415,"Instalación- Rodadero Corto acero -STPM**","UN",124013.46,"$ 16.105,80","$ 6.134,87","$ 91.347,13","$ 10.425,66","$ 0,00"]
[14166,"Instalación Ruta de Evacuación","UN",22706.37,"$ 382,56","$ 1.063,04","$ 21.260,77","$ 0,00","$ 0,00"]
[15831,"Instalacion Ruta de la Vida dado 30x30x50","UN",112977.95,"$ 54.287,57","$ 3.260,95","$ 51.704,11","$ 3.725,33","$ 0,00"]
[15834,"Instalacion Ruta de la Vida dado 30x30x70","UN",104763.07,"$ 43.694,95","$ 3.405,37","$ 52.611,81","$ 5.050,94","$ 0,00"]
[31,"INSTALACION SANITARIA PROVISIONAL","UN",801813.17,"$ 497.094,13","$ 0,00","$ 304.719,04","$ 0,00","$ 0,00"]
[11947,"INSTALACION SANITARIA PROVISIONAL **","UN",2420182.17,"$ 2.115.463,13","$ 0,00","$ 304.719,04","$ 0,00","$ 0,00"]
[14165,"Instalación Señal Extintor con texto","UN",22706.37,"$ 382,56","$ 1.063,04","$ 21.260,77","$ 0,00","$ 0,00"]
[14169,"Instalación Señal Prohibido Fumar","UN",22706.37,"$ 382,56","$ 1.063,04","$ 21.260,77","$ 0,00","$ 0,00"]
[14164,"Instalación Señal Riesgo Eléctrico con texto","UN",22706.37,"$ 382,56","$ 1.063,04","$ 21.260,77","$ 0,00","$ 0,00"]
[14372,"Instalación Señal Salida 25X50","UN",21813.42,"$ 382,56","$ 1.020,52","$ 20.410,34","$ 0,00","$ 0,00"]
[14167,"Instalación Señal Salida Emergencia con Iluminació","UN",57531.51,"$ 382,56","$ 2.721,38","$ 54.427,57","$ 0,00","$ 0,00"]
[14168,"Instalación Señal Salida Emergencia Sin Iluminació","UN",23242.14,"$ 382,56","$ 1.088,55","$ 21.771,03","$ 0,00","$ 0,00"]
[146,"INSTALACION SHUT DE BASURAS","PS",70128,"$ 0,00","$ 0,00","$ 70.128,00","$ 0,00","$ 0,00"]
[11100,"Instalación Sifon PVC S ( 6\") incluy 0.5 m de tubo","UN",632212.89,"$ 537.309,64","$ 2.695,02","$ 89.834,12","$ 2.374,11","$ 0,00"]
[13235,"Instalaciòn Silla para Estadio","UN",15599.97,"$ 2.796,00","$ 251,06","$ 12.552,91","$ 0,00","$ 0,00"]
[10935,"instalación sonido Campin ***","UN",96754.6,"$ 79,00","$ 4.439,85","$ 92.235,75","$ 0,00","$ 0,00"]
[14108,"Instalaciòn Tandem de 3 puestos","UN",30360.38,"$ 0,00","$ 1.445,73","$ 28.914,65","$ 0,00","$ 0,00"]
[12676,"Instalación Tapa Semiesferica -STPM**","UN",10954.89,"$ 41,79","$ 1.594,02","$ 9.032,39","$ 286,69","$ 0,00"]
[13727,"Instalación Tornillo 1/2 x 6\"-STPM**","UN",1739.51,"$ 0,00","$ 69,18","$ 1.383,64","$ 286,69","$ 0,00"]
[13728,"Instalación Tornillo 1/2 x 9\"-STPM**","UN",1739.51,"$ 0,00","$ 69,18","$ 1.383,64","$ 286,69","$ 0,00"]
[12884,"Instalación Tornillo 1/4 x 3\"-STPM**","UN",1739.51,"$ 0,00","$ 69,18","$ 1.383,64","$ 286,69","$ 0,00"]
[13726,"Instalación Tornillo 1/4 x 4\"-STPM**","UN",1739.51,"$ 0,00","$ 69,18","$ 1.383,64","$ 286,69","$ 0,00"]
[12680,"Instalación- Tornillo Button -STPM**","UN",5271.09,"$ 0,00","$ 244,63","$ 2.446,27","$ 2.580,19","$ 0,00"]
[12938,"Instalación trapecio Tubo 3/4\"-STPM","UN",21674.7,"$ 15.820,71","$ 1.543,00","$ 1.229,09","$ 3.081,90","$ 0,00"]
[12931,"Instalación Tunel en fibra de vidrio-STPM **","UN",38166.83,"$ 4.365,60","$ 9.261,66","$ 10.205,17","$ 14.334,40","$ 0,00"]
[14174,"Instalación Valla Especial 6x3m  4Dad(60x50x90)","UN",1294277.24,"$ 456.602,70","$ 15.485,47","$ 733.995,38","$ 88.193,67","$ 0,00"]
[14176,"Instalación Valla Instrucc.Ejercic 2Dad(30x30x50)","UN",115814.85,"$ 38.004,54","$ 6.466,85","$ 63.997,24","$ 7.346,21","$ 0,00"]
[12902,"Instalación Varilla de 3/4\" roscada-STPM **","UN",19999.689999999999,"$ 3.930,79","$ 4.497,22","$ 5.121,20","$ 6.450,48","$ 0,00"]
[14242,"Instalacion. Lampara de 0.60X0.60- **","UN",20109.79,"$ 0,00","$ 2.739,44","$ 17.370,35","$ 0,00","$ 0,00"]
[13594,"Instalación.Estructura.Multiple**","??",377657.56,"$ 216.592,12","$ 14.568,85","$ 86.927,08","$ 59.569,50","$ 0,00"]
[12877,"InstalaciónAsiento Fibra de Vidrio+ Soporte-STPM**","UN",23543.919999999998,"$ 1.850,28","$ 7.459,68","$ 5.633,32","$ 8.600,64","$ 0,00"]
[12886,"InstalaciónAsiento Fibra de Vidrio-STPM**","UN",34338.639999999999,"$ 7.519,74","$ 12.175,74","$ 4.609,08","$ 10.034,08","$ 0,00"]
[12910,"InstalaciónEstacon de 2.5m Ø 3 y 4\"-STPM **","UN",19893.87,"$ 0,00","$ 6.038,01","$ 9.125,51","$ 4.730,35","$ 0,00"]
[15913,"INSTALACIONl IDG-S 60x70 (2 Caras)STPM","UN",83017.94,"$ 20.478,85","$ 2.873,77","$ 54.864,15","$ 4.801,16","$ 0,00"]
[14170,"InstalaciónSeñal Entrad Prohib.a Pers. no autoriza","UN",22706.37,"$ 382,56","$ 1.063,04","$ 21.260,77","$ 0,00","$ 0,00"]
[14171,"InstalaciónSeñal Extintor","UN",23105.11,"$ 382,56","$ 1.082,03","$ 21.640,52","$ 0,00","$ 0,00"]
[14161,"InstalaciónSeñal Interior Numeración (30x150cm)","UN",40118.79,"$ 828,88","$ 1.870,95","$ 37.418,96","$ 0,00","$ 0,00"]
[14162,"InstalaciónSeñal Orientador (30x170cm)","UN",41904.69,"$ 828,88","$ 1.955,99","$ 39.119,82","$ 0,00","$ 0,00"]
[14173,"InstalaciónSeñal Protección de Manos","UN",22706.37,"$ 382,56","$ 1.063,04","$ 21.260,77","$ 0,00","$ 0,00"]
[14172,"InstalaciónSeñal Riesgo Eléctrico","UN",22706.37,"$ 382,56","$ 1.063,04","$ 21.260,77","$ 0,00","$ 0,00"]
[14178,"InstalaciónSeñal Servicios (33x30cm)","UN",22897.65,"$ 573,84","$ 1.063,04","$ 21.260,77","$ 0,00","$ 0,00"]
[14179,"InstalaciónSeñal Servicios (33x30cm)","UN",22004.7,"$ 573,84","$ 1.020,52","$ 20.410,34","$ 0,00","$ 0,00"]
[14160,"InstalaciónSeñal Tribunas (30x120cm)","UN",31189.26,"$ 828,88","$ 1.445,73","$ 28.914,65","$ 0,00","$ 0,00"]
[14159,"InstalaciónSeñalPalco (20x40cm)","UN",20410.07,"$ 765,12","$ 935,47","$ 18.709,48","$ 0,00","$ 0,00"]
[12870,"InstalaciónTravezañoTuboGalv.2\"Cal.105(2.00m)STPM","UN",53345.79,"$ 7.893,27","$ 14.740,68","$ 22.111,20","$ 8.600,64","$ 0,00"]
[13725,"InstalaciónTravezañoTuboGalv.2\"Cal.105(2.50m)STPM","UN",57257.77,"$ 7.893,27","$ 15.250,94","$ 25.512,92","$ 8.600,64","$ 0,00"]
[10881,"InstalacMalla eslabonada cal 10 IDRD h=2.5+viga+pi","ML",265102.09000000003,"$ 161.450,16","$ 7.005,57","$ 53.246,90","$ 10.203,57","$ 33.195,89"]
[14112,"Instalador de Asador","UN",201981.98,"$ 135.209,22","$ 2.075,92","$ 35.998,84","$ 28.698,01","$ 0,00"]
[13254,"Instlacion Alfajia conc prefab  a>=0.50 **","ML",27086.59,"$ 6.970,88","$ 2.279,44","$ 15.484,03","$ 0,00","$ 2.352,25"]
[18554,"INTERCAMBIADOR DE CALOR(Sumin+Inst)S/EspeciCDRC","UN",46868.75,"$ 458,36","$ 916,12","$ 45.494,26","$ 0,00","$ 0,00"]
[11865,"Interconex. tierras postes, torres alumbrad y S/E","UN",71280151.290000007,"$ 67.632.378,00","$ 173.703,49","$ 3.474.069,80","$ 0,00","$ 0,00"]
[16204,"InterrruptorTripolar630A(40Ka-240v)Regu400-600amp","UN",1412993.73,"$ 1.359.483,00","$ 1.049,23","$ 52.461,50","$ 0,00","$ 0,00"]
[12196,"INTERRUPTOR CONM DOBLE","UN",81672.7,"$ 42.693,63","$ 764,30","$ 38.214,77","$ 0,00","$ 0,00"]
[12195,"INTERRUPTOR CONM SENCILLO","UN",70052.08,"$ 32.844,80","$ 729,55","$ 36.477,73","$ 0,00","$ 0,00"]
[12241,"INTERRUPTOR CONMUTABLE SENCILLO","UN",70135.100000000006,"$ 32.927,82","$ 729,55","$ 36.477,73","$ 0,00","$ 0,00"]
[18777,"INTERRUPTOR DOBLE CONMUTABLE","UN",97981.58,"$ 58.743,23","$ 2.416,65","$ 32.222,00","$ 4.599,70","$ 0,00"]
[13647,"INTERRUPTOR DOBLE LUZ PIL VELA L/NEX","UN",19281.560000000001,"$ 16.676,01","$ 0,00","$ 2.605,55","$ 0,00","$ 0,00"]
[13203,"INTERRUPTOR DOBLE LUZ PILOTO ABITARE **","UN",22147.67,"$ 16.676,01","$ 0,00","$ 5.471,66","$ 0,00","$ 0,00"]
[18855,"INTERRUPTOR SENCILLO ANTIEXPLOSIVO REF. S7-INT1075","UN",87536.960000000006,"$ 49.839,83","$ 2.305,91","$ 30.745,52","$ 4.645,70","$ 0,00"]
[18610,"INTERRUPTOR SENCILLO CONMUTABLE","UN",89395.58,"$ 50.157,23","$ 2.416,65","$ 32.222,00","$ 4.599,70","$ 0,00"]
[13646,"INTERRUPTOR SENCILLO LUZ PILOTO ABITARE","UN",19131.07,"$ 15.657,00","$ 0,00","$ 3.474,07","$ 0,00","$ 0,00"]
[13204,"INTERRUPTOR SENCILLO LUZ PILOTO ABITARE **","UN",18687.66,"$ 13.216,00","$ 0,00","$ 5.471,66","$ 0,00","$ 0,00"]
[19287,"Interruptor termomagnético enchufable 1 x 15/20/30 Amp.- 10 KA CEFE COMETAS","UN",26628.05,"$ 12.036,96","$ 694,81","$ 13.896,28","$ 0,00","$ 0,00"]
[10470,"Interruptor Termomagnetico Enchufable 3x20/30/40 - 10 KA","UN",61816.28,"$ 52.696,85","$ 434,26","$ 8.685,17","$ 0,00","$ 0,00"]
[10486,"INTERRUPTOR TERMOMAGNÉTICO INDUSTRIAL 3x50/60/75 A 25kA.(Suministro e insttalación)    ","UN",193025.15,"$ 156.547,41","$ 1.737,04","$ 34.740,70","$ 0,00","$ 0,00"]
[13616,"Interruptor termomagnético industrial de 3 x 20/30/40 A. 25kA.SUM+TRANS+ CDRC COMETAS","UN",150130.87,"$ 131.892,00","$ 868,52","$ 17.370,35","$ 0,00","$ 0,00"]
[12197,"INTERRUPTOR TRIPLE","UN",43422.17,"$ 26.051,82","$ 0,00","$ 17.370,35","$ 0,00","$ 0,00"]
[18779,"INTERRUPTOR TRIPLE CONMUTABLE","UN",89305.58,"$ 50.067,23","$ 2.416,65","$ 32.222,00","$ 4.599,70","$ 0,00"]
[16309,"Interruptor Tripolar-Indust.-5O Amp","UN",183260.73,"$ 129.750,00","$ 1.049,23","$ 52.461,50","$ 0,00","$ 0,00"]
[16310,"Interruptor Tripolar-Indust.-6O Amp","UN",53510.73,"$ 0,00","$ 1.049,23","$ 52.461,50","$ 0,00","$ 0,00"]
[16203,"Interruptor Tripolar-Indust.Graduable40Ka-175Amp","UN",411724.73,"$ 358.214,00","$ 1.049,23","$ 52.461,50","$ 0,00","$ 0,00"]
[18831,"INTERRUPTOR, PARA CONTROL PARA ILUMINACIÓN A 220 V","UN",150090.67000000001,"$ 0,00","$ 10.147,32","$ 135.297,65","$ 4.645,70","$ 0,00"]
[16017,"Inyección a presión de cemento y bentonita 1:1","M3",564868.86,"$ 430.839,68","$ 37.121,63","$ 96.907,54","$ 0,00","$ 0,00"]
[10027,"Inyeccion con agua cemento","GLN",3106.74,"$ 789,80","$ 144,58","$ 2.172,36","$ 0,00","$ 0,00"]
[13043,"INYECCION ELEMENTOS ESTRUCTURALES SIKADUR 35-HI MO","KG",0,"$ 0,00","$ 0,00","$ 0,00","$ 0,00","$ 0,00"]
[12169,"inyeccion en cemento para submuración de vía**","??",112654.35,"$ 27.299,46","$ 2.289,92","$ 45.079,21","$ 37.985,76","$ 0,00"]
[14190,"IPERMEABILIZAC. IPERMUR FACHADA**","M2",3503.77,"$ 0,00","$ 102,05","$ 3.401,72","$ 0,00","$ 0,00"]
[18257,"Iris Africano Dietes vegeta en Taludes Exteriores","M2",20045.509999999998,"$ 17.743,76","$ 72,87","$ 1.457,46","$ 771,42","$ 0,00"]
[18318,"Iris Africano Dietes vegeta Sobre Cubierta verde","M2",155581.60999999999,"$ 107.488,24","$ 2.393,65","$ 43.013,00","$ 2.686,73","$ 0,00"]
[395,"JABONERA BLANCA ASTRO CORONA","UN",22632.25,"$ 425,05","$ 0,00","$ 22.207,20","$ 0,00","$ 0,00"]
[13493,"JABONERA EN CERAMICA (SUMIN + INST)","UN",8549.9699999999993,"$ 241,00","$ 204,54","$ 4.090,80","$ 4.013,63","$ 0,00"]
[12263,"JACK NIVEL 6 MP sum+instal.","UN",27249.91,"$ 0,00","$ 534,31","$ 26.715,60","$ 0,00","$ 0,00"]
[1034,"JACUZZI  FIRPLAK 1.60mtx.75x.41  ( INST. COMPLETA)","UN",453535.22,"$ 136.924,28","$ 15.076,71","$ 301.534,22","$ 0,00","$ 0,00"]
[1035,"JACUZZI  FIRPLAK 1.80mtx.90x.41 ( INST. COMPLETA)","UN",453535.22,"$ 136.924,28","$ 15.076,71","$ 301.534,22","$ 0,00","$ 0,00"]
[15424,"JARDIN AGAPANTO + ACANTOS (Sum+Inst)","M2",54625.5,"$ 29.188,41","$ 1.104,44","$ 21.609,12","$ 2.723,54","$ 0,00"]
[15425,"JARDÍN BELLA HELENA Planta Ornamental (Sum+Inst)","M2",37389.46,"$ 11.952,37","$ 1.104,44","$ 21.609,12","$ 2.723,54","$ 0,00"]
[11479,"Jardin en  Garra de Canguro (Amarilla y roja)","M2",103813.4,"$ 77.954,40","$ 0,00","$ 25.859,00","$ 0,00","$ 0,00"]
[15680,"Jardin en  Garra de Canguro (Amarilla)","M2",104276.92,"$ 77.954,40","$ 0,00","$ 25.892,49","$ 430,03","$ 0,00"]
[15681,"Jardin en  Garra de Canguro (Roja)","M2",104276.92,"$ 77.954,40","$ 0,00","$ 25.892,49","$ 430,03","$ 0,00"]
[15426,"JARDIN HORTENSIA (Sum+Inst)","M2",88997.46,"$ 63.560,37","$ 1.104,44","$ 21.609,12","$ 2.723,54","$ 0,00"]
[14196,"Jardin vertical en conct premezclado 3000 psi GF*","M3",714994.35,"$ 184.992,57","$ 79.144,42","$ 450.857,36","$ 0,00","$ 0,00"]
[16761,"Jardinera Alameda Ambiental (Helecho Nativo-Acanto","M2",46828.26,"$ 18.024,30","$ 509,69","$ 25.484,73","$ 2.809,54","$ 0,00"]
[17448,"Jardinería Densidad 1 planta por M2- CDRC","UN",90907.08,"$ 9.554,90","$ 849,49","$ 16.989,82","$ 63.512,87","$ 0,00"]
[17456,"Jardinería Densidad 12 Plantas por M2 -CDRC","UN",90907.08,"$ 9.554,90","$ 849,49","$ 16.989,82","$ 63.512,87","$ 0,00"]
[17462,"Jardinería Densidad 20 Plantas por M2 -CDRC","UN",129871.21,"$ 46.735,10","$ 934,44","$ 18.688,80","$ 63.512,87","$ 0,00"]
[11449,"Jardines zonas exteriores + prado**","M2",243780.61,"$ 179.887,96","$ 553,47","$ 28.303,51","$ 3.309,51","$ 31.726,16"]
[10709,"Jardines zonas exteriores sin pasto","M2",109851.32,"$ 83.907,86","$ 0,00","$ 25.943,46","$ 0,00","$ 0,00"]
[16760,"JardinOrnamentalMatera(Oreja de Raton+Sietecueros","M2",103215.94,"$ 86.214,51","$ 305,82","$ 15.290,84","$ 1.404,77","$ 0,00"]
[18805,"Jgo tres descargadore sobretens oxidometal12kV10KA","UN",170023.58,"$ 0,00","$ 30.375,53","$ 135.002,35","$ 4.645,70","$ 0,00"]
[18815,"Jgo tres descargadore sobretens oxidometal12kV10KA","UN",10529618.949999999,"$ 0,00","$ 60.670,41","$ 10.283.120,66","$ 185.827,88","$ 0,00"]
[10457,"Jornal Cuadrilla (MdeO)  2 Ayud ObraNegra **","JRN",125529.12,"$ 0,00","$ 0,00","$ 125.529,12","$ 0,00","$ 0,00"]
[11784,"Jornal Cuadrilla (MdeO)  2Ayud+Ofic Redes Elect.**","??",238077.21,"$ 0,00","$ 0,00","$ 238.077,21","$ 0,00","$ 0,00"]
[12107,"Jornal Cuadrilla (MdeO)  3 Ayud ObraNegra **","JRN",188293.68,"$ 0,00","$ 0,00","$ 188.293,68","$ 0,00","$ 0,00"]
[12136,"Jornal Cuadrilla (MdeO)  4 Ayud ObraNegra **","??",251058.24,"$ 0,00","$ 0,00","$ 251.058,24","$ 0,00","$ 0,00"]
[10165,"Jornal Cuadrilla (MdeO)  Ayud+Ofic ObraBlanca **","JRN",173124.14,"$ 0,00","$ 0,00","$ 173.124,14","$ 0,00","$ 0,00"]
[10166,"Jornal Cuadrilla (MdeO)  Ayud+Ofic Redes Elect. **","JRN",173703.49,"$ 0,00","$ 0,00","$ 173.703,49","$ 0,00","$ 0,00"]
[11210,"Jornal Cuadrilla (MdeO)  Ayud+Ofic Redes Hidra**","??",173124.14,"$ 0,00","$ 0,00","$ 173.124,14","$ 0,00","$ 0,00"]
[10164,"Jornal Cuadrilla (MdeO) 1Ayud+1Ofic ObraNegra **","JRN",170086.16,"$ 0,00","$ 0,00","$ 170.086,16","$ 0,00","$ 0,00"]
[11689,"Jornal Cuadrilla (MdeO) 2Ayud+1Ofic Obra Blanca **","JRN",236918.5,"$ 0,00","$ 0,00","$ 236.918,50","$ 0,00","$ 0,00"]
[11748,"Jornal Cuadrilla (MdeO) 2Ayud+1Ofic Obra Blanca **","JRN",236918.5,"$ 0,00","$ 0,00","$ 236.918,50","$ 0,00","$ 0,00"]
[11218,"Jornal Cuadrilla (MdeO) 2Ayud+1Ofic ObraNegra **","JRN",232850.72,"$ 0,00","$ 0,00","$ 232.850,72","$ 0,00","$ 0,00"]
[11719,"Jornal Cuadrilla (MdeO) 3Ayud+1Ofic Obra Negra **","JRN",295615.28000000003,"$ 0,00","$ 0,00","$ 295.615,28","$ 0,00","$ 0,00"]
[11681,"Jornal Cuadrilla (MdeO) 4 Ayud+Ofic ObraBlanca **","JRN",364507.23,"$ 0,00","$ 0,00","$ 364.507,23","$ 0,00","$ 0,00"]
[11787,"Jornal Cuadrilla (MdeO) 4Ayud+1Ofic Obra Negra **","JRN",358379.84,"$ 0,00","$ 0,00","$ 358.379,84","$ 0,00","$ 0,00"]
[13810,"Jornal Cuadrilla (MdeO) Ayud + 2 Ofic Redes Elect. *","JRN",283033.25,"$ 0,00","$ 0,00","$ 283.033,25","$ 0,00","$ 0,00"]
[3939,"JUEGO  SEGURIDAD CAMARAS","UN",1282192.74,"$ 1.282.192,74","$ 0,00","$ 0,00","$ 0,00","$ 0,00"]
[16002,"JUEGO ARAÑA -Infantil incluy-14mlX14 ml (Inst)","UN",536404.80000000005,"$ 310.797,90","$ 4.457,15","$ 157.266,70","$ 63.883,05","$ 0,00"]
[16004,"JUEGO ARAÑA-Infan incluy10 mlX10 ml H=1.6m(Inst)","UN",631997.76,"$ 372.957,48","$ 5.348,58","$ 177.032,04","$ 76.659,66","$ 0,00"]
[16131,"Juego ArcoRecódromoRedy Pasitos 3-14años Cap:10niñ","UN",63000461.979999997,"$ 62.623.895,15","$ 5.819,85","$ 230.677,51","$ 140.069,45","$ 0,00"]
[10587,"JUEGO BALANCIN DOBLE 5-12 AÑOS CAP: 2 NIÑOS (SUM + INST)","UN",13191633,"$ 13.191.633,00","$ 0,00","$ 0,00","$ 0,00","$ 0,00"]
[15406,"JUEGO BALANCIN-IDRD-NIÑOS(1-5 AÑOS)Sum+Instala","UN",52851.23,"$ 20.746,19","$ 2.021,63","$ 25.824,54","$ 4.258,87","$ 0,00"]
[16132,"Juego Barco PirataIncluyente 2-8años Cap:14 niños","UN",75423556.590000004,"$ 74.465.035,92","$ 19.463,57","$ 598.836,35","$ 340.220,57","$ 0,00"]
[16127,"Juego Cabaña 2-6 Años Cap: 4 niños","UN",28590044.760000002,"$ 28.293.421,56","$ 5.355,20","$ 177.698,12","$ 113.569,84","$ 0,00"]
[16629,"Juego Carrusel 3-10 años Cap: 8 niños","UN",24936448.510000002,"$ 24.885.123,68","$ 1.044,18","$ 30.405,92","$ 19.874,71","$ 0,00"]
[16134,"Juego Casa rodadero red manipular 2-6añosCap:11niñ","UN",44727061.049999997,"$ 44.202.153,59","$ 9.110,82","$ 325.009,35","$ 190.787,26","$ 0,00"]
[16129,"Juego Casita Preescolar-Niños:2-6 Años (6Niños)","UN",30965965.199999999,"$ 30.636.988,32","$ 4.682,72","$ 261.717,92","$ 62.576,24","$ 0,00"]
[16145,"Juego Casita Preescolar-Niños:2-6 Años(Instalación","UN",651723.19999999995,"$ 322.746,32","$ 4.682,72","$ 261.717,92","$ 62.576,24","$ 0,00"]
[16006,"JUEGO COLUMPIO InfantilTipo Cesta Incluy (Ins)","UN",411591.84,"$ 248.638,32","$ 3.565,72","$ 108.281,36","$ 51.106,44","$ 0,00"]
[16799,"JUEGO COLUMPIO MULTIPLE 9 U(2+añosCap:9 niñosH=2.6","UN",93035728.290000007,"$ 92.395.936,61","$ 21.783,20","$ 426.201,60","$ 191.806,80","$ 0,00"]
[15410,"JUEGO COLUMPIO-IDRD-NIÑOS(6-12 AÑOS)Sum+Ins","UN",613434,"$ 383.727,41","$ 11.200,61","$ 139.638,02","$ 78.867,92","$ 0,00"]
[16138,"Juego cuerdas piramidal 5-12añosCap:25niñosH=3,10m","UN",58323613.200000003,"$ 57.921.829,84","$ 5.123,72","$ 235.138,08","$ 161.521,52","$ 0,00"]
[16000,"Juego cuerdaspiramidal 3-8añosCap37niñosH=3,9cimen","UN",536404.80000000005,"$ 310.797,90","$ 4.457,15","$ 157.266,70","$ 63.883,05","$ 0,00"]
[12632,"JUEGO DE ACCESORIOS PARA BAÑO (BLANCO) 4 PIEZAS","UN",20282.669999999998,"$ 1.239,01","$ 0,00","$ 19.043,66","$ 0,00","$ 0,00"]
[15996,"JUEGO DE AGUA - Juego Infantil Incluyent(Inst)","UN",202032,"$ 90.772,44","$ 2.729,76","$ 90.930,24","$ 17.599,56","$ 0,00"]
[15998,"JUEGO DE ARENA - Juego Infantil Incluy (Inst)","UN",282594,"$ 136.158,66","$ 4.094,64","$ 115.941,36","$ 26.399,34","$ 0,00"]
[12973,"Juego de aros (desm.) STPM","UN",18360.57,"$ 0,00","$ 4.365,10","$ 5.968,21","$ 8.027,26","$ 0,00"]
[12994,"Juego de aros (desmonte) STPM **","UN",21695.97,"$ 0,00","$ 4.777,16","$ 12.618,49","$ 4.300,32","$ 0,00"]
[14220,"Juego de aros (instalacion) STPM **","UN",42136.21,"$ 0,00","$ 2.299,67","$ 39.119,82","$ 716,72","$ 0,00"]
[14679,"JUEGO DE AROS (SUM + INST)","JGO",275045.75,"$ 244.727,00","$ 14.366,25","$ 9.502,02","$ 6.450,48","$ 0,00"]
[12971,"Juego de aros (suministro) STPM **","UN",244727,"$ 244.727,00","$ 0,00","$ 0,00","$ 0,00","$ 0,00"]
[14842,"JUEGO DE AROS(DESM+SUM+INST)","JGO",296741.71999999997,"$ 244.727,00","$ 19.143,41","$ 22.120,51","$ 10.750,80","$ 0,00"]
[15992,"JUEGO DE MUELLE Balancin Doble- Juego Inf(Inst)","UN",110202.96,"$ 62.159,58","$ 891,43","$ 34.375,34","$ 12.776,61","$ 0,00"]
[15991,"JUEGO DE MUELLE BalancinDoble- Juego Infa Inc(Sum)","UN",0,"$ 0,00","$ 0,00","$ 0,00","$ 0,00","$ 0,00"]
[17477,"JUEGO DE PORTERIAS PARA MICROFUTBOL sumCRDC","JGO",3154508,"$ 3.154.508,00","$ 0,00","$ 0,00","$ 0,00","$ 0,00"]
[16123,"Juego escalar, trepar plataforma:4-14AñosCap:6niño","UN",34286292.799999997,"$ 33.832.997,42","$ 8.781,58","$ 285.515,98","$ 158.997,74","$ 0,00"]
[16771,"Juego estructura marco Rugby + futbol (sum+ins) si","JGO",12907197.42,"$ 9.593.354,02","$ 857.222,89","$ 2.376.446,81","$ 80.173,69","$ 0,00"]
[16124,"Juego Funcion Multiple Modular 5-12AñosCap:16niños","UN",59031432.200000003,"$ 58.749.207,32","$ 4.682,72","$ 214.965,92","$ 62.576,24","$ 0,00"]
[14705,"JUEGO INFANTIL EN MADERA      (SUM + INST)","UN",5598969.8200000003,"$ 4.810.377,37","$ 66.806,10","$ 592.124,62","$ 129.661,74","$ 0,00"]
[14864,"JUEGO INFANTIL EN MADERA(DESM+SUM+INST)","UN",5709475.3499999996,"$ 4.810.377,37","$ 73.333,61","$ 657.399,76","$ 168.364,62","$ 0,00"]
[16128,"Juego La Estrella-Incluyente-Niños:2-6Años(Resorte","UN",7140978.0700000003,"$ 7.071.154,44","$ 1.017,33","$ 51.770,82","$ 17.035,47","$ 0,00"]
[15983,"Juego Muelle Balancin Doble 4-12 años Cap: 2niños","UN",110202.96,"$ 62.159,58","$ 891,43","$ 34.375,34","$ 12.776,61","$ 0,00"]
[16029,"JUEGO MUELLE RESORTADO SILLA  INCLUY(INSTALACIÓN)","UN",124812.96,"$ 62.159,58","$ 891,43","$ 48.985,34","$ 12.776,61","$ 0,00"]
[15399,"JUEGO MURO DESLIZADERO-IDRD NIÑOS(1-5 AÑOS)Sum+In","UN",3699448,"$ 3.626.721,65","$ 4.123,96","$ 46.519,37","$ 22.083,02","$ 0,00"]
[15411,"JUEGO MURO DESLIZADERO-IDRD-NIÑOS(6-12 AÑOS)Sum+In","UN",318454.82,"$ 193.411,67","$ 6.096,19","$ 79.197,50","$ 39.749,42","$ 0,00"]
[16115,"Juego muro escalar trepar deslizar:2-8AñosCap:5niñ","UN",53767171.740000002,"$ 53.342.791,99","$ 7.764,25","$ 274.653,16","$ 141.962,27","$ 0,00"]
[15409,"JUEGO PASAMANOS COMP.IDRD-NIÑOS(6-12 AÑOS)Sum+Ins","UN",318454.82,"$ 193.411,67","$ 6.096,19","$ 79.197,50","$ 39.749,42","$ 0,00"]
[16511,"JUEGO REGADERAS SEGURIDAD PARA TUNEL DE AGUA","UN",491217.77,"$ 3.150,00","$ 9.569,96","$ 478.497,81","$ 0,00","$ 0,00"]
[16512,"JUEGO REGADERAS SEGURIDAD PARA TUNEL DE AGUAniños","UN",489170.27,"$ 1.102,50","$ 9.569,96","$ 478.497,81","$ 0,00","$ 0,00"]
[16798,"JUEGO ROTACION  4 USUARIOS ALTURA 2.35 - 6 Años","UN",59279049.280000001,"$ 59.132.413,29","$ 2.031,37","$ 128.213,18","$ 16.391,47","$ 0,00"]
[15407,"JUEGO RUEDA GIR.SENC.-IDRD-NIÑOS(1-5 AÑOS)Sum+Inst","UN",163380.72,"$ 96.719,00","$ 3.268,08","$ 43.518,91","$ 19.874,71","$ 0,00"]
[3932,"JUEGO SEGURIDAD CALZADA","UN",1282192.74,"$ 1.282.192,74","$ 0,00","$ 0,00","$ 0,00","$ 0,00"]
[3941,"JUEGO SEGURIDAD CONCRETO","UN",1239728.74,"$ 1.239.728,74","$ 0,00","$ 0,00","$ 0,00","$ 0,00"]
[3938,"JUEGO SEGURIDAD TRABAJO AEREO","UN",1236624.74,"$ 1.236.624,74","$ 0,00","$ 0,00","$ 0,00","$ 0,00"]
[3936,"JUEGO SEÑALES DE PELIGRO","UN",1243318.05,"$ 1.243.318,05","$ 0,00","$ 0,00","$ 0,00","$ 0,00"]
[3937,"JUEGO SEÑALES PRECAUCION","UN",1238930.05,"$ 1.238.930,05","$ 0,00","$ 0,00","$ 0,00","$ 0,00"]
[15408,"JUEGO TAPETE GATEADOR-IDRD-NIÑOS(1-5 AÑOS)Sum+Inst","UN",2070965.74,"$ 1.966.487,77","$ 6.782,51","$ 80.095,90","$ 17.599,56","$ 0,00"]
[16135,"Juego TorresRedMuroEscalarRodadero4-14añosCap18niñ","UN",108803536.31999999,"$ 108.076.892,08","$ 13.493,84","$ 463.296,68","$ 249.853,60","$ 0,00"]
[16158,"Juego Uniplay Niños:5-12Años (Instalación)","UN",946197.49,"$ 580.156,08","$ 7.121,31","$ 239.671,74","$ 119.248,29","$ 0,00"]
[3935,"JUEGO. PROTECCION CANALIZACION","UN",1282192.74,"$ 1.282.192,74","$ 0,00","$ 0,00","$ 0,00","$ 0,00"]
[16147,"JuegoArcoconRecódromo Red y Pasitos (Instalación)","UN",1058019.98,"$ 681.453,15","$ 5.819,85","$ 230.677,51","$ 140.069,45","$ 0,00"]
[16148,"JuegoBarcoPirataIncluyDiscapMotora(2-8)Instalación","UN",2635183.59,"$ 1.676.662,92","$ 19.463,57","$ 598.836,35","$ 340.220,57","$ 0,00"]
[16143,"JuegoCabaña-IncluyNiñoDiscap2-6Años(Instalación)","UN",849152.76,"$ 552.529,56","$ 5.355,20","$ 177.698,12","$ 113.569,84","$ 0,00"]
[16797,"JuegoCIRCUITO MOTRIZ  1-12 añosCap:51 niñosH=3,80","UN",254319806.69999999,"$ 252.940.341,60","$ 72.391,20","$ 1.120.960,20","$ 186.113,40","$ 0,00"]
[15988,"JuegoCircuitoBomberoDeslizaEscalar3-12añosCap:30ni","UN",912741.7,"$ 527.970,24","$ 10.487,82","$ 274.610,36","$ 99.673,42","$ 0,00"]
[16126,"JuegoCircuito-Incluyente-NiñosDiscapacid:3-8Años","UN",47903244.939999998,"$ 47.357.054,30","$ 10.816,24","$ 342.305,62","$ 193.068,68","$ 0,00"]
[16086,"JuegocircuitoRedMuroEscalarRodadero2-12añoCp:30Niñ","UN",123736895.12,"$ 123.390.518,66","$ 15.794,97","$ 279.541,92","$ 51.039,57","$ 0,00"]
[16140,"Juegocuerdasestructurapiramidal5-12añosCap15nH=2.5","UN",43172716.200000003,"$ 42.770.932,84","$ 5.123,72","$ 235.138,08","$ 161.521,52","$ 0,00"]
[16795,"Juegocuerdaspoliedro 5-12añosCap:40niñosH=3,8","UN",204610060.16,"$ 204.410.381,40","$ 3.145,68","$ 153.628,88","$ 42.904,16","$ 0,00"]
[16157,"JuegoDiaboloColump-Incl-Niños:3-12Año(Instalación)","UN",722231.1,"$ 363.089,61","$ 5.268,06","$ 283.475,16","$ 70.398,27","$ 0,00"]
[16125,"JuegoFunciónMultiple-Incluy-Niños:3-12Años(12niños","UN",59423741.100000001,"$ 59.064.599,61","$ 5.268,06","$ 283.475,16","$ 70.398,27","$ 0,00"]
[16141,"JuegoFusión-1-IncluyNiñoDiscap2-8Años(Instalacion)","UN",1115041.73,"$ 690.661,98","$ 7.764,25","$ 274.653,16","$ 141.962,27","$ 0,00"]
[16142,"JuegoFusión-2-IncluyNiñoDiscap4-14Año(Instalación)","UN",1226836.8,"$ 773.541,42","$ 8.781,58","$ 285.515,98","$ 158.997,74","$ 0,00"]
[10502,"JuegoInf.-Balancín 2 Puestos tub.galv.2\"(Sum+Ins)*","UN",1042822.47,"$ 930.993,60","$ 2.585,10","$ 41.081,40","$ 18.627,27","$ 49.535,11"]
[15719,"JuegoInf.-Balancín 4 Puestos tub.galv.2\"(Sum+Ins)*","UN",148354.10999999999,"$ 72.149,60","$ 2.839,91","$ 46.177,68","$ 18.627,27","$ 8.559,66"]
[16150,"JuegoInfantCasitaTorcidatoboganIncluyDisc(Instalac","UN",1466838.05,"$ 941.930,59","$ 9.110,82","$ 325.009,35","$ 190.787,26","$ 0,00"]
[16153,"JuegoInfantil BotaLocaIncluyDisc(2-6 a)Instalación","UN",158547.07,"$ 82.879,44","$ 1.017,33","$ 57.614,82","$ 17.035,47","$ 0,00"]
[16155,"JuegoInfantilMiniuniverso(>=5 años) (Instalción)","UN",1187603.2,"$ 785.819,84","$ 5.123,72","$ 235.138,08","$ 161.521,52","$ 0,00"]
[16154,"JuegoInfantilUniverso(>=5años )45Niños(Instalación","UN",1187603.2,"$ 785.819,84","$ 5.123,72","$ 235.138,08","$ 161.521,52","$ 0,00"]
[16152,"JuegoInfantiPasadizoSecreto(2-6 años)Instalación","UN",1995880.27,"$ 1.243.191,57","$ 14.189,70","$ 482.966,79","$ 255.532,08","$ 0,00"]
[16144,"JuegoLaEstrella-Incluy-Niño2-6AñResor(Instalación)","UN",152703.07,"$ 82.879,44","$ 1.017,33","$ 51.770,82","$ 17.035,47","$ 0,00"]
[15984,"JuegoManipularElementoNaturalArena2-12añosCap:8niñ","UN",61349893,"$ 61.203.457,66","$ 4.094,64","$ 115.941,36","$ 26.399,34","$ 0,00"]
[15997,"JuegoManipularElementoNaturalArena2-12añosCap:8niñ","UN",61067299,"$ 61.067.299,00","$ 0,00","$ 0,00","$ 0,00","$ 0,00"]
[16630,"JuegoModularToboganTrepadorBotones3a12añosCap:5-10","UN",29409614.52,"$ 29.232.041,14","$ 4.940,01","$ 128.714,68","$ 43.918,77","$ 0,00"]
[16137,"JuegoMuellePanelesFormasludicas2-8añosCap:1niño","UN",10473241.07,"$ 10.397.573,44","$ 1.017,33","$ 57.614,82","$ 17.035,47","$ 0,00"]
[15982,"JuegoMuellePanelesLateralesAnimales2-8años cimenta","UN",110202.96,"$ 62.159,58","$ 891,43","$ 34.375,34","$ 12.776,61","$ 0,00"]
[15989,"JuegoMuellePanelesLateralesAnimales2-8añosCap:1niñ","UN",12117669,"$ 12.117.669,00","$ 0,00","$ 0,00","$ 0,00","$ 0,00"]
[15990,"JuegoMuellePanelesLateralesAnimales2-8añosCap:1niñ","UN",12227871.960000001,"$ 12.179.828,58","$ 891,43","$ 34.375,34","$ 12.776,61","$ 0,00"]
[15973,"JuegoMuellePanelLateralMediosTransport2-6añoCap:1n","UN",14192210.960000001,"$ 14.129.557,58","$ 891,43","$ 48.985,34","$ 12.776,61","$ 0,00"]
[15974,"JuegoMuellePanelLateralMedioTransporte2-8añosCap:1","UN",14276069.970000001,"$ 14.213.416,59","$ 891,43","$ 48.985,34","$ 12.776,61","$ 0,00"]
[16149,"JuegoMuroActivoIncluyDiscapMotora(1-4a)Instalacion","UN",1093056.56,"$ 663.035,52","$ 8.138,64","$ 285.598,56","$ 136.283,76","$ 0,00"]
[16133,"JuegoMuroIncluyenteManipularAtravesar1-4añosCap:6n","UN",14743426.560000001,"$ 14.313.405,52","$ 8.138,64","$ 285.598,56","$ 136.283,76","$ 0,00"]
[16136,"JuegoPasadizoDeslizaderoManipular2-6 añosCap:8niño","UN",65939205.280000001,"$ 65.186.516,58","$ 14.189,70","$ 482.966,79","$ 255.532,08","$ 0,00"]
[10501,"Juegos Inf. - Balancín en tubo galv. 2\" (Inst) **","UN",141036.26999999999,"$ 72.149,60","$ 2.585,10","$ 41.081,40","$ 18.627,27","$ 6.592,91"]
[11023,"Juegos infantiles M- 6 Zonal (Sum+Instalación) **","UN",2353796.83,"$ 1.573.114,59","$ 24.049,02","$ 297.161,64","$ 348.531,22","$ 110.940,37"]
[14244,"Juegos infantiles M-3  (Suministro)-STPM *","UN",7551259,"$ 7.551.259,00","$ 0,00","$ 0,00","$ 0,00","$ 0,00"]
[10446,"Juegos infantiles M-3 (Instalación)-*","UN",1839459.62,"$ 976.699,40","$ 25.015,43","$ 385.932,67","$ 451.812,12","$ 0,00"]
[10227,"Juegos infantiles M-3 (Sum+Instal) **","UN",9390718.6199999992,"$ 8.527.958,40","$ 25.015,43","$ 385.932,67","$ 451.812,12","$ 0,00"]
[12412,"Juegos infantiles M-3 (Suministro)-STPM **","UN",7551259,"$ 7.551.259,00","$ 0,00","$ 0,00","$ 0,00","$ 0,00"]
[10228,"Juegos infantiles M-3A (Sum+Instal)-STPM **","UN",7167945.8799999999,"$ 6.488.338,81","$ 18.296,72","$ 292.406,91","$ 368.903,45","$ 0,00"]
[12413,"Juegos infantiles M-3A (Suministro)-STPM **","UN",5907098,"$ 5.907.098,00","$ 0,00","$ 0,00","$ 0,00","$ 0,00"]
[10226,"Juegos infantiles M-5 Columpio (Sum+Instal) **","UN",2563829,"$ 2.127.590,72","$ 49.313,73","$ 300.834,58","$ 86.089,98","$ 0,00"]
[12407,"Juegos infantiles M-5 Columpio (Suministro)-STPM *","UN",1818283,"$ 1.818.283,00","$ 0,00","$ 0,00","$ 0,00","$ 0,00"]
[10848,"Juegos infantiles M-5 o M-5A Columpio (Desmonte)**","UN",239136.67,"$ 1.722,17","$ 21.314,91","$ 133.005,74","$ 83.093,85","$ 0,00"]
[10448,"Juegos infantiles M-5 o M-5A Columpio (Instalac)**","UN",656962.64,"$ 141.550,64","$ 18.425,01","$ 368.500,16","$ 128.486,83","$ 0,00"]
[10568,"Juegos infantiles M-5A Columpio (Sum+Instal)-STPM","UN",477251.93,"$ 127.745,60","$ 10.398,04","$ 192.846,74","$ 146.261,56","$ 0,00"]
[14284,"Juegos infantiles Madera (Instalacion) **","UN",1135888.81,"$ 347.296,36","$ 66.806,10","$ 592.124,62","$ 129.661,74","$ 0,00"]
[10522,"Juegos infantiles Madera (Suministro) **","UN",4463081.01,"$ 4.463.081,01","$ 0,00","$ 0,00","$ 0,00","$ 0,00"]
[11474,"Juegos infantiles Rueda (Desmonte)**","UN",159076.9,"$ 171,16","$ 18.264,37","$ 85.880,42","$ 47.482,20","$ 7.278,74"]
[11475,"Juegos infantiles Rueda (Instalac)**","UN",414319.9,"$ 252.523,59","$ 5.442,99","$ 71.687,56","$ 65.195,44","$ 19.470,33"]
[15972,"JuegoTematicoGranEscalaBarco2-12añosCap:50niños","UN",2450534.7599999998,"$ 1.433.090,44","$ 25.827,62","$ 751.741,42","$ 239.875,74","$ 0,00"]
[15985,"JuegoTematicoGranEscalaBarco2-12añosCap:50niños","UN",0,"$ 0,00","$ 0,00","$ 0,00","$ 0,00","$ 0,00"]
[15986,"JuegoTematicoGranEscalaBarco2-12añosCap:50niños(In","UN",2858217.28,"$ 1.669.867,20","$ 25.165,44","$ 819.951,04","$ 343.233,28","$ 0,00"]
[16151,"JuegoTorresAnchas+RedIncluy-Disc(4-14a)Instalacion","UN",1942209.32,"$ 1.215.565,08","$ 13.493,84","$ 463.296,68","$ 249.853,60","$ 0,00"]
[15471,"Junta  horizontal contraccion concreto con corte**","ML",27183.51,"$ 5.363,75","$ 7.158,32","$ 14.661,44","$ 0,00","$ 0,00"]
[12592,"Junta  vertical corte, contraccion concreto muros*","ML",34156.36,"$ 5.382,02","$ 11.425,55","$ 17.348,79","$ 0,00","$ 0,00"]
[15473,"Junta  vertical corte, contraccion concreto skate*","ML",23377.37,"$ 288,75","$ 10.162,06","$ 12.926,56","$ 0,00","$ 0,00"]
[17106,"JUNTA AMORTIGUADORA EN CAUCHO JEPTU 1 1/2\" HEMBRA","UN",43184.800000000003,"$ 1.792,89","$ 811,61","$ 40.580,30","$ 0,00","$ 0,00"]
[17108,"JUNTA AMORTIGUADORA EN CAUCHO JEPTU 2\" HEMBRA","UN",43996.160000000003,"$ 2.339,38","$ 816,80","$ 40.839,98","$ 0,00","$ 0,00"]
[13878,"Junta de Dilatación  sikarod 16mm + sikaflex **","ML",32914.33,"$ 14.071,58","$ 692,50","$ 13.849,93","$ 4.300,32","$ 0,00"]
[13417,"Junta de Dilatación  sikarod 32mm + sikaflex **","ML",43071.43,"$ 24.228,68","$ 692,50","$ 13.849,93","$ 4.300,32","$ 0,00"]
[822,"JUNTA DE DILATACION EN ASFALTO","ML",3095.41,"$ 2.803,21","$ 0,00","$ 292,20","$ 0,00","$ 0,00"]
[13470,"JUNTA DE EXPANSION AGWJ 70 (INCL. ACCESORIOS) **","ML",0,"$ 0,00","$ 0,00","$ 0,00","$ 0,00","$ 0,00"]
[16977,"JUNTA DE EXPANSIÓN PVCS Ø4\"","UN",57160.55,"$ 2.626,45","$ 2.596,86","$ 51.937,24","$ 0,00","$ 0,00"]
[16286,"JUNTA DE EXPANSIÓN PVCS Ø6\"","UN",57160.55,"$ 2.626,45","$ 2.596,86","$ 51.937,24","$ 0,00","$ 0,00"]
[16913,"JUNTA DILAT FLEX 300 PSI L=0,5 1\" BRIDA INOX.","UN",62697.7,"$ 8.163,60","$ 2.596,86","$ 51.937,24","$ 0,00","$ 0,00"]
[16912,"JUNTA DILAT. FLEX. 300 PSI L=0,5 1/2\" BRIDA INOX.","UN",62697.7,"$ 8.163,60","$ 2.596,86","$ 51.937,24","$ 0,00","$ 0,00"]
[16914,"JUNTA DILAT. FLEX. 300 PSI L=0,5 3\" BRIDA INOX.","UN",62697.7,"$ 8.163,60","$ 2.596,86","$ 51.937,24","$ 0,00","$ 0,00"]
[12799,"JUNTA EMULSIÓN ASFALTICA EN FRIO A=0.05M H=0.03M","ML",4264.58,"$ 1.348,36","$ 364,93","$ 2.551,29","$ 0,00","$ 0,00"]
[17055,"JUNTA ESTRUCTURAL NEOPRENO RA-200 DE WABO CDRC","ML",21226.75,"$ 204,10","$ 612,31","$ 20.410,34","$ 0,00","$ 0,00"]
[18647,"Junta flexible borracha 8\"","UN",124382.21,"$ 0,00","$ 5.922,96","$ 118.459,25","$ 0,00","$ 0,00"]
[16397,"JUNTA FLEXIBLE BORRACHA Ø2”","UN",36356.07,"$ 0,00","$ 1.731,24","$ 34.624,83","$ 0,00","$ 0,00"]
[16398,"JUNTA FLEXIBLE BORRACHA Ø6”","UN",145424.28,"$ 0,00","$ 6.924,97","$ 138.499,31","$ 0,00","$ 0,00"]
[17224,"JUNTA FLEXIBLE CERTIFICADA UL/FM 1 1/4\"","UN",300498.40000000002,"$ 61.717,97","$ 4.681,97","$ 234.098,46","$ 0,00","$ 0,00"]
[18053,"JUNTA FLEXIBLE CERTIFICADA UL/FM 2 1/2\"","UN",386347.43,"$ 79.351,58","$ 6.019,53","$ 300.976,32","$ 0,00","$ 0,00"]
[17225,"JUNTA FLEXIBLE CERTIFICADA UL/FM 2\"","UN",386347.43,"$ 79.351,58","$ 6.019,53","$ 300.976,32","$ 0,00","$ 0,00"]
[17226,"JUNTA FLEXIBLE CERTIFICADA UL/FM 6\"","UN",583802.01,"$ 119.908,95","$ 9.095,94","$ 454.797,12","$ 0,00","$ 0,00"]
[16395,"JUNTA FLEXIBLEØ-1/2\"-ACERO AL CARBON)-150PSI","UN",148400.70000000001,"$ 93.866,60","$ 2.596,86","$ 51.937,24","$ 0,00","$ 0,00"]
[16393,"JUNTA FLEXIBLEØ2\"-ACERO AL CARBON)-150PSI","UN",160356.93,"$ 105.822,83","$ 2.596,86","$ 51.937,24","$ 0,00","$ 0,00"]
[12751,"Junta horiz construccion concr + llave * muro","ML",9798.9699999999993,"$ 6.824,16","$ 270,44","$ 2.704,37","$ 0,00","$ 0,00"]
[15472,"Junta horizontal corte,contraccion concreto Skate","ML",17599.53,"$ 288,75","$ 6.425,25","$ 10.885,53","$ 0,00","$ 0,00"]
[12326,"Junta Neopreno a=0.20m Estructural  **","ML",19644.95,"$ 0,00","$ 935,47","$ 18.709,48","$ 0,00","$ 0,00"]
[20645,"Junta Neopreno a=0.20m Estructural **","ML",39467.9,"$ 19.822,95","$ 935,47","$ 18.709,48","$ 0,00","$ 0,00"]
[11188,"Junta neopreno preformado  a=5cm e=2cm**","ML",126754.38,"$ 76.570,17","$ 6.841,97","$ 32.441,14","$ 0,00","$ 10.901,13"]
[12179,"Junta neopreno preformado  a=5cm e=3/16\"(5mm)**","ML",22451.37,"$ 0,00","$ 2.041,03","$ 20.410,34","$ 0,00","$ 0,00"]
[11004,"Junta tanque en cinta PVC Sika O-22 **","ML",73402.559999999998,"$ 65.901,76","$ 357,18","$ 7.143,62","$ 0,00","$ 0,00"]
[16869,"Junta tanque en Cinta PVC Sika O-22 o similar CDRC","ML",73474,"$ 65.973,20","$ 357,18","$ 7.143,62","$ 0,00","$ 0,00"]
[11002,"Junta tanque en cinta PVC Sika V-10  **","ML",4774.34,"$ 998,43","$ 629,32","$ 3.146,59","$ 0,00","$ 0,00"]
[11003,"Junta tanque en cinta PVC Sika V-15  **","ML",35916.07,"$ 29.308,22","$ 314,66","$ 6.293,19","$ 0,00","$ 0,00"]
[18144,"Junta tanque en Cinta PVC Sika V-15 o similar CDRC","ML",37379.519999999997,"$ 29.392,23","$ 244,28","$ 7.743,01","$ 0,00","$ 0,00"]
[12752,"Junta vertical construcc concreto con llave **","ML",49599.09,"$ 35.683,17","$ 1.470,44","$ 12.445,48","$ 0,00","$ 0,00"]
[17850,"JUNTAS DE EXPANSION PVC-S 10\"","UN",328066.48,"$ 209.329,64","$ 2.328,17","$ 116.408,67","$ 0,00","$ 0,00"]
[17056,"JUNTAS DE EXPANSION PVC-S 8\"","UN",174309.23,"$ 52.080,13","$ 5.820,43","$ 116.408,67","$ 0,00","$ 0,00"]
[10571,"Juntas de icopor 1cm contra columnas a=0.15 **","ML",6053.61,"$ 755,23","$ 0,00","$ 5.298,38","$ 0,00","$ 0,00"]
[15164,"Juntas de icopor 1cm contra columnas a=0.15 **","ML",5952.67,"$ 562,62","$ 105,69","$ 5.284,36","$ 0,00","$ 0,00"]
[13877,"Juntas de icopor 1cm contra columnas a=0.20 **","ML",6187.66,"$ 889,28","$ 0,00","$ 5.298,38","$ 0,00","$ 0,00"]
[13876,"Juntas de icopor 1cm contra columnas a=0.25 **","ML",6321.7,"$ 1.023,32","$ 0,00","$ 5.298,38","$ 0,00","$ 0,00"]
[10572,"Juntas de icopor 1cm contra columnas a=0.30 **","ML",6561.71,"$ 1.157,36","$ 105,97","$ 5.298,38","$ 0,00","$ 0,00"]
[10676,"Juntas de icopor 1cm contra vigaCimen a=0.07 **","ML",2816,"$ 187,66","$ 26,02","$ 2.602,32","$ 0,00","$ 0,00"]
[12731,"Juntas Muros Dilatac.madera+hierro5/8\" **","ML",48120.160000000003,"$ 23.797,84","$ 2.211,12","$ 22.111,20","$ 0,00","$ 0,00"]
[12906,"KIT DE HERRAMIENTAS Sumin. **","UN",2254444.4300000002,"$ 2.204.274,03","$ 0,00","$ 0,00","$ 50.170,40","$ 0,00"]
[12237,"Kit Silla Yee (160x110) -Cefe Cometas. Suministro e instalación.","UN",69533.69,"$ 58.626,87","$ 519,37","$ 10.387,45","$ 0,00","$ 0,00"]
[10141,"Koraza sobre color diferente (2 MANOS)   **","M2",15311.61,"$ 7.820,50","$ 1.631,43","$ 4.672,62","$ 1.187,06","$ 0,00"]
[10140,"Koraza sobre color similar (2 MANOS)   **","M2",13337.7,"$ 3.128,47","$ 2.212,99","$ 6.809,18","$ 1.187,06","$ 0,00"]
[10651,"Koraza sobre pañete (2 MANOS) a<0.60m  **","ML",10458.67,"$ 4.835,48","$ 1.500,54","$ 2.935,59","$ 1.187,06","$ 0,00"]
[10603,"Koraza sobre pañete (2 MANOS) color gris basalto**","M2",32830.47,"$ 15.715,27","$ 1.000,43","$ 7.262,20","$ 2.374,11","$ 6.478,47"]
[10688,"Koraza sobre pañete (3 MANOS)   **","M2",24081.18,"$ 12.644,25","$ 2.013,55","$ 8.236,32","$ 1.187,06","$ 0,00"]
[10689,"Koraza sobre pañete (3 MANOS) a<0.60m  **","ML",15008.45,"$ 7.255,79","$ 1.788,75","$ 4.776,85","$ 1.187,06","$ 0,00"]
[14522,"Koraza sobre pañete (3 MANOS) h =7m  **","M2",29036.71,"$ 12.124,50","$ 1.778,31","$ 12.759,79","$ 2.374,11","$ 0,00"]
[638,"LACA PISOS MADERA","M2",33092.25,"$ 216,27","$ 0,00","$ 32.875,98","$ 0,00","$ 0,00"]
[14382,"Ladrillo macizo cárcamo H=0.20M(Desm+Inst. lad.mac","ML",21546.41,"$ 1.316,13","$ 819,77","$ 16.395,39","$ 3.015,12","$ 0,00"]
[13758,"LAMINA 60X60CM-ACRILICO TRNSP.2MM**","UN",26668.57,"$ 0,00","$ 5.028,05","$ 21.640,52","$ 0,00","$ 0,00"]
[16363,"LAMINA ANTIVORTICE 6\" (sum+inst)","UN",90890.17,"$ 0,00","$ 4.328,10","$ 86.562,07","$ 0,00","$ 0,00"]
[57,"LAMINA COLD ROLLED Cal.16 SUM+INST","M2",118652.14,"$ 112.894,00","$ 112,90","$ 5.645,24","$ 0,00","$ 0,00"]
[13325,"lamina en policarbonato de 4mm (División Lateral)*","M2",49003.44,"$ 2.446,08","$ 1.875,72","$ 37.514,44","$ 7.167,20","$ 0,00"]
[19351,"LAMINA EN POLICARBONATO MACIZA CRISTAL 4M - SUM+INST ","M2",305276.34999999998,"$ 207.003,62","$ 15.982,06","$ 82.290,67","$ 0,00","$ 0,00"]
[13791,"LAMINA FIBROCEMENTO(10mm)-1CARA - SUMINIST.E INST","M2",47468.92,"$ 23.901,72","$ 1.054,42","$ 21.088,31","$ 1.424,47","$ 0,00"]
[14690,"LAMINA INFORMATIVA SC - 120 (SUM + INST)","UN",383131.42,"$ 369.953,72","$ 4.556,82","$ 2.600,43","$ 6.020,45","$ 0,00"]
[14851,"LAMINA INFORMATIVA SC-120(DESM+SUM+INST)","UN",390394.98,"$ 369.953,72","$ 5.850,97","$ 6.706,37","$ 7.883,92","$ 0,00"]
[14689,"LAMINA INFORMATIVA SC-80 (SUM + INST)","UN",319870.42,"$ 306.692,72","$ 4.556,82","$ 2.600,43","$ 6.020,45","$ 0,00"]
[14850,"LAMINA INFORMATIVA SC-80(DESM+SUM+INST)","UN",326414.53000000003,"$ 306.692,72","$ 7.445,26","$ 4.105,94","$ 8.170,61","$ 0,00"]
[878,"LAMINA PLANA ETERNIT 122x122x4","M2",42235.97,"$ 27.625,97","$ 0,00","$ 14.610,00","$ 0,00","$ 0,00"]
[237,"LAMINA PLANA ETERNIT 122x61x4","M2",24674.76,"$ 10.064,76","$ 0,00","$ 14.610,00","$ 0,00","$ 0,00"]
[898,"LAMINA PLANA ETERNIT 244x122x6","M2",24549.77,"$ 9.939,77","$ 0,00","$ 14.610,00","$ 0,00","$ 0,00"]
[14395,"Lamina Policarbonato 4mm (Estrc 3/4   sum+inst )","M2",81194.899999999994,"$ 56.123,08","$ 852,60","$ 17.052,02","$ 7.167,20","$ 0,00"]
[13356,"Lamina Policarbonato 6mm (Estrc 3/4   sum+inst )","M2",125720.75,"$ 100.648,93","$ 852,60","$ 17.052,02","$ 7.167,20","$ 0,00"]
[15067,"Lamina Policarbonato 8mm Coliseo(sum+inst)","M2",23349.599999999999,"$ 1.858,71","$ 682,08","$ 13.641,61","$ 7.167,20","$ 0,00"]
[12845,"Lámina SC-120 -(Desmonte)**","UN",7263.56,"$ 0,00","$ 1.294,15","$ 4.105,94","$ 1.863,47","$ 0,00"]
[12842,"Lámina SC-80  (Desmonte) **","UN",6544.11,"$ 0,00","$ 2.888,44","$ 1.505,51","$ 2.150,16","$ 0,00"]
[16038,"LÁMINA SEÑAL (60X90CM)CAL.18-HG+ViniloAdhesicobril","UN",523651.79,"$ 506.017,00","$ 5.080,22","$ 6.820,81","$ 5.733,76","$ 0,00"]
[16042,"LÁMINA SEÑAL (90X120CM)CAL.18-HG+ViniloAdhesicobri","UN",773994.19,"$ 756.359,40","$ 5.080,22","$ 6.820,81","$ 5.733,76","$ 0,00"]
[14272,"Lamina Señal IDG-S  (suministro)STPM **","UN",118691,"$ 118.691,00","$ 0,00","$ 0,00","$ 0,00","$ 0,00"]
[14852,"LAMINA SEÑAL IDG-S (DESM+SUM+INST)","UN",167152.94,"$ 125.253,95","$ 20.451,20","$ 8.403,49","$ 13.044,30","$ 0,00"]
[14691,"LAMINA SEÑAL IDG-S (SUM + INST)","UN",146376.20000000001,"$ 125.199,62","$ 6.489,10","$ 4.653,40","$ 10.034,08","$ 0,00"]
[16045,"LÁMINA SEÑAL(30X40CM)Poliestireno-5MM-AltoImpact-B","UN",34547.699999999997,"$ 0,00","$ 11.912,74","$ 20.484,80","$ 2.150,16","$ 0,00"]
[16044,"LÁMINA SEÑAL(60X70CM)Poliestireno-5MM-AltoImpact-B","UN",36053.18,"$ 0,00","$ 11.963,95","$ 21.509,04","$ 2.580,19","$ 0,00"]
[16046,"LÁMINA SEÑAL(60X90CM)Poliestireno-5MM-AltoImpact-B","UN",37415.32,"$ 0,00","$ 12.015,16","$ 22.533,28","$ 2.866,88","$ 0,00"]
[16047,"LÁMINA SEÑAL(90X120CM)Poliestireno-5MM-AltoImpact-","UN",48169.1,"$ 0,00","$ 12.424,86","$ 30.727,20","$ 5.017,04","$ 0,00"]
[15017,"LAMINA STEEL DECK 2\" CAL 20 (SUM + INST)","M2",79598.98,"$ 75.134,22","$ 212,61","$ 4.252,15","$ 0,00","$ 0,00"]
[12795,"Lámina Superboard una cara 4x8x8 (Sum+Inst) ** NO USAR","M2",96781.71,"$ 48.183,57","$ 3.396,78","$ 33.330,81","$ 11.870,55","$ 0,00"]
[20609,"Lámina Superboard una cara 4x8x8 (Sum+Inst) con paral Base 9","M2",105117.15,"$ 56.519,01","$ 3.396,78","$ 33.330,81","$ 11.870,55","$ 0,00"]
[14356,"Lamina valla instruccion - Suministro","UN",0,"$ 0,00","$ 0,00","$ 0,00","$ 0,00","$ 0,00"]
[12916,"LAMPARA  de 1000W Metal Halide (SUM+INST)**","UN",1100493.1599999999,"$ 1.004.866,46","$ 18.955,88","$ 73.803,94","$ 2.866,88","$ 0,00"]
[13784,"LAMPARA  de 1000W Royal Alfa (SUM+INST)Altura**","UN",1100493.1599999999,"$ 1.004.866,46","$ 18.955,88","$ 73.803,94","$ 2.866,88","$ 0,00"]
[12869,"LAMPARA 24 CELDAS 4X18W TUBO T8 (SUM+INST)**","UN",37132.99,"$ 0,00","$ 1.085,65","$ 21.712,94","$ 14.334,40","$ 0,00"]
[13300,"LAMPARA 4\" CON ESPECULAR+BONB.AHORRAD+TAPA","UN",27309.23,"$ 4.256,05","$ 2.143,04","$ 18.759,98","$ 2.150,16","$ 0,00"]
[1019,"LAMPARA 4X20\"  BAJO PLACA","UN",20062.75,"$ 0,00","$ 955,37","$ 19.107,38","$ 0,00","$ 0,00"]
[3688,"LAMPARA 4X48\"  BAJO PLACA","UN",20062.75,"$ 0,00","$ 955,37","$ 19.107,38","$ 0,00","$ 0,00"]
[14940,"LAMPARA DE 2X17W(60X30CM)SOBREPONER ESPECULAR","UN",18238.87,"$ 0,00","$ 868,52","$ 17.370,35","$ 0,00","$ 0,00"]
[12918,"LAMPARA de 400W METAL-HALIDE REF.TRAZO","UN",470213.44,"$ 374.586,74","$ 18.955,88","$ 73.803,94","$ 2.866,88","$ 0,00"]
[14941,"LAMPARA DE 4X17W(60X60CM)SOBREPONER ESPECULAR","UN",22103.33,"$ 996,00","$ 2.876,92","$ 17.370,35","$ 860,06","$ 0,00"]
[15568,"Lampara de señalización piscina complejo acuatico","UN",0,"$ 0,00","$ 0,00","$ 0,00","$ 0,00","$ 0,00"]
[16531,"Lampara Emergencia Tipo Mickey Mouse (Sum+inst)","UN",114282.09,"$ 75.679,00","$ 3.002,33","$ 34.740,70","$ 860,06","$ 0,00"]
[11228,"LAMPARA FLUORESC.2X32 T-8 (SUM+INST)**","UN",20090.14,"$ 1.833,03","$ 869,39","$ 17.387,72","$ 0,00","$ 0,00"]
[12775,"LAMPARA FLUORESCENTE (2X32) SUM+INST**","UN",77542.87,"$ 59.304,00","$ 868,52","$ 17.370,35","$ 0,00","$ 0,00"]
[13403,"LAMPARA FLUORESCENTE T8(4X32) COMPLET(SUM+INST)**","UN",37666.44,"$ 0,00","$ 4.662,78","$ 33.003,66","$ 0,00","$ 0,00"]
[13652,"Lampara hermetica 2x32 incluye tubos (Sum+inst)","UN",74956.84,"$ 61.341,00","$ 1.812,46","$ 10.943,32","$ 860,06","$ 0,00"]
[13650,"Lämpara hermetica 2x32W * - SUMIN + INST.","UN",63174.62,"$ 45.626,00","$ 794,69","$ 15.893,87","$ 860,06","$ 0,00"]
[15273,"LANTANA PARA JARDIN(Suministro+Instalació","M2",89794.35,"$ 66.829,73","$ 1.002,61","$ 19.668,50","$ 2.293,50","$ 0,00"]
[359,"LAÑADO-PULIDA-SELLADO Y LACADO PISOS EN MADERA.","M2",34049.01,"$ 34.049,01","$ 0,00","$ 0,00","$ 0,00","$ 0,00"]
[13033,"Lavada sanitarios,lavam, y orinal Acido Nítrico","UN",11684.27,"$ 6.775,31","$ 233,76","$ 4.675,20","$ 0,00","$ 0,00"]
[462,"LAVADERO GRANITO 50x60 FLAUTA","UN",17312.41,"$ 0,00","$ 0,00","$ 17.312,41","$ 0,00","$ 0,00"]
[464,"LAVADERO GRANITO 80x60","UN",20966.849999999999,"$ 223,43","$ 1.033,45","$ 19.709,97","$ 0,00","$ 0,00"]
[465,"LAVADERO L=.47x.60 POLIESTER","UN",17312.41,"$ 0,00","$ 0,00","$ 17.312,41","$ 0,00","$ 0,00"]
[463,"LAVADERO L=.75x.6O CON FLAUTA","UN",17312.41,"$ 0,00","$ 0,00","$ 17.312,41","$ 0,00","$ 0,00"]
[13369,"Lavadero prefabricado 0.6x0.5x0.4m **","UN",43281.04,"$ 0,00","$ 0,00","$ 43.281,04","$ 0,00","$ 0,00"]
[400,"LAVADEROS ARQUICER MACEDONIA 25x35","UN",243858.87,"$ 182.970,32","$ 0,00","$ 60.888,56","$ 0,00","$ 0,00"]
[401,"LAVADEROS PORCELANA      20x30","UN",184461.07,"$ 123.572,52","$ 0,00","$ 60.888,56","$ 0,00","$ 0,00"]
[18176,"LAVADO DE MUROS EN BLOQUE Y/O CONCRETO AGUA A PRES","M2",9062.74,"$ 251,20","$ 3.557,88","$ 5.253,66","$ 0,00","$ 0,00"]
[18638,"Lavado según especificaciones.","GL",0,"$ 0,00","$ 0,00","$ 0,00","$ 0,00","$ 0,00"]
[11435,"Lavado y preparacion de superfic. (Hidrolav+Acido)","M2",10945.74,"$ 4.858,02","$ 513,12","$ 5.574,60","$ 0,00","$ 0,00"]
[15891,"Lavado+ desinfección de tanque 1000 LT","UN",200349.37,"$ 77.803,50","$ 42.650,63","$ 64.700,78","$ 15.194,46","$ 0,00"]
[15894,"Lavado+ desinfección de tanque 10000 LT","UN",277889.27,"$ 123.209,02","$ 55.208,10","$ 84.277,69","$ 15.194,46","$ 0,00"]
[15897,"Lavado+ desinfección de tanque 20000 LT","UN",277889.27,"$ 123.209,02","$ 55.208,10","$ 84.277,69","$ 15.194,46","$ 0,00"]
[15909,"Lavado+ desinfección de tanque 20000 LT","UN",385219.18,"$ 228.853,38","$ 56.893,65","$ 84.277,69","$ 15.194,46","$ 0,00"]
[15890,"Lavado+ desinfección de tanque 500 LT","UN",171417.59,"$ 70.346,27","$ 34.119,64","$ 51.757,22","$ 15.194,46","$ 0,00"]
[15893,"Lavado+ desinfección de tanque 5000 LT","UN",230060.62,"$ 91.658,20","$ 49.900,83","$ 73.307,13","$ 15.194,46","$ 0,00"]
[13335,"Lavado+ desinfección de tanque(Hipoclor.de Sodio)","UN",693307.79,"$ 260.078,19","$ 83.953,52","$ 349.276,08","$ 0,00","$ 0,00"]
[13570,"Lavado+ desinfección de tanque(Hipoclor.de Sodio)","M2",9706.31,"$ 3.641,09","$ 1.175,35","$ 4.889,87","$ 0,00","$ 0,00"]
[16478,"LAVAMANOS ACER INOX REDONDO +Griferia (Sum+Inst)**","UN",1127481.3600000001,"$ 1.048.132,39","$ 1.162,37","$ 58.118,44","$ 20.068,16","$ 0,00"]
[13744,"LAVAMANOS ACERO INOX. 0.32m (sum e inst) **","UN",50020.98,"$ 2.212,75","$ 2.276,58","$ 45.531,65","$ 0,00","$ 0,00"]
[13745,"LAVAMANOS ACERO INOX. 0.42m (sum e inst) **","UN",50020.98,"$ 2.212,75","$ 2.276,58","$ 45.531,65","$ 0,00","$ 0,00"]
[16683,"LAVAMANOS ACERO INOXIDABLE. 0.42m (sum e inst) STP","UN",357089.98,"$ 309.281,75","$ 2.276,58","$ 45.531,65","$ 0,00","$ 0,00"]
[467,"LAVAMANOS ACUACER BLANCO+GRIFERIA","UN",124200.41,"$ 106.888,00","$ 0,00","$ 17.312,41","$ 0,00","$ 0,00"]
[18634,"Lavamanos Aquajet Corona","UN",61228.56,"$ 2.605,89","$ 1.156,04","$ 57.466,63","$ 0,00","$ 0,00"]
[466,"LAVAMANOS BLANCO ACUACER","UN",17312.41,"$ 0,00","$ 0,00","$ 17.312,41","$ 0,00","$ 0,00"]
[10680,"Lavamanos Blanco de Colgar+Grifería **","UN",160465.14000000001,"$ 106.888,00","$ 2.551,29","$ 51.025,85","$ 0,00","$ 0,00"]
[15057,"Lavamanos colgar inst color blanco ref. Aquajet 01","UN",235208.05,"$ 173.937,84","$ 2.940,47","$ 58.329,75","$ 0,00","$ 0,00"]
[468,"LAVAMANOS CORONA AVANTI + GRIF. PRISMA","UN",17312.41,"$ 0,00","$ 0,00","$ 17.312,41","$ 0,00","$ 0,00"]
[472,"LAVAMANOS CORONA STILO PEDESTAL","UN",221369.41,"$ 204.057,00","$ 0,00","$ 17.312,41","$ 0,00","$ 0,00"]
[471,"LAVAMANOS CORONA STILo725 S/PONE","UN",17312.41,"$ 0,00","$ 0,00","$ 17.312,41","$ 0,00","$ 0,00"]
[470,"LAVAMANOS CORONA VICTORIANA BLANCO","UN",17312.41,"$ 0,00","$ 0,00","$ 17.312,41","$ 0,00","$ 0,00"]
[18660,"LAVAMANOS CORRIDO EN GRANITO SILVER GREY","ML",472153.24,"$ 408.107,85","$ 10.467,55","$ 52.416,75","$ 1.161,09","$ 0,00"]
[10696,"Lavamanos de COLGAR Blanco Milano+Grifería **","UN",303689.90000000002,"$ 241.686,46","$ 2.975,38","$ 59.028,07","$ 0,00","$ 0,00"]
[15051,"LAVAMANOS DE SOBREPONER  (Sum + Inst)","UN",197915.63,"$ 144.939,65","$ 1.038,74","$ 51.937,24","$ 0,00","$ 0,00"]
[13440,"LAVAMANOS EN ACERO INOXIDABLE (1.28X0.50X0.25M)","UN",77691.77,"$ 6.060,31","$ 1.011,05","$ 50.552,25","$ 20.068,16","$ 0,00"]
[18653,"Lavamanos Ganamax Semi-pedestal Blanco Corona","UN",61182.400000000001,"$ 2.559,73","$ 1.156,04","$ 57.466,63","$ 0,00","$ 0,00"]
[10958,"Lavamanos Inst. Blanco Sobrep+Grif Monocontrol **","UN",58118.44,"$ 0,00","$ 0,00","$ 58.118,44","$ 0,00","$ 0,00"]
[11031,"Lavamanos Inst. BlancoSobrep+Grif push auto/mesa**","UN",343649.2,"$ 293.322,01","$ 986,81","$ 49.340,38","$ 0,00","$ 0,00"]
[14455,"Lavamanos Institu Colgar Discapaci Colis.Gim.Sur","UN",893207.9,"$ 807.847,00","$ 1.627,37","$ 81.368,35","$ 2.365,18","$ 0,00"]
[473,"LAVAMANOS MANCESA TORINO color","UN",17312.41,"$ 0,00","$ 0,00","$ 17.312,41","$ 0,00","$ 0,00"]
[15141,"LAVAMANOS MARSELLA CRNA SOBREPON+griferiaPushAntiv","UN",393393.21,"$ 337.577,99","$ 2.146,74","$ 53.668,48","$ 0,00","$ 0,00"]
[14525,"LAVAMANOS MARSELLA SOBREPONERsin griferia/Sum+Inst","UN",210567.91,"$ 167.572,19","$ 1.653,68","$ 41.342,04","$ 0,00","$ 0,00"]
[474,"LAVAMANOS MAXIMO 4-8\" (SUM E INST) Sbrp","UN",188672.41,"$ 171.360,00","$ 0,00","$ 17.312,41","$ 0,00","$ 0,00"]
[13165,"LAVAMANOS MAXIMO 4-8\" (SUM E INST) Y GRIFERIA","UN",188672.41,"$ 171.360,00","$ 0,00","$ 17.312,41","$ 0,00","$ 0,00"]
[13088,"LAVAMANOS NOVARA CRNA **","UN",63833.63,"$ 10.857,65","$ 1.038,74","$ 51.937,24","$ 0,00","$ 0,00"]
[10681,"Lavamanos Pedestal **","UN",262175.44,"$ 204.057,00","$ 0,00","$ 58.118,44","$ 0,00","$ 0,00"]
[16515,"LAVAMANOS PEDESTAL ENSO +Griferia (Sum+Inst)**","UN",820411.68,"$ 741.063,39","$ 1.162,36","$ 58.117,77","$ 20.068,16","$ 0,00"]
[12287,"Lavamanos sbrp cerámica blanco + acces. **","UN",17312.41,"$ 0,00","$ 0,00","$ 17.312,41","$ 0,00","$ 0,00"]
[469,"LAVAMANOS SOBREPONER COLOR","UN",187346.89,"$ 135.409,65","$ 0,00","$ 51.937,24","$ 0,00","$ 0,00"]
[860,"LAVAMANOS VICTORIA BLANCO","UN",17312.41,"$ 0,00","$ 0,00","$ 17.312,41","$ 0,00","$ 0,00"]
[18328,"Lavanda/Lavandula Dentata Sobre Cubierta verde","M2",156610.10999999999,"$ 108.516,74","$ 2.393,65","$ 43.013,00","$ 2.686,73","$ 0,00"]
[18276,"Lavanda/Lavandula Dentata Taludes Exteriores","M2",21074.01,"$ 18.772,26","$ 72,87","$ 1.457,46","$ 771,42","$ 0,00"]
[476,"LAVAPLATOS ACERO Inox.","UN",43281.04,"$ 0,00","$ 0,00","$ 43.281,04","$ 0,00","$ 0,00"]
[13336,"LAVAPLATOS ACERO INOXIDABLE  0.50m x 0.35m **","UN",113721.09,"$ 68.276,00","$ 2.164,05","$ 43.281,04","$ 0,00","$ 0,00"]
[477,"LAVAPLATOS ESMALTADO 60x40 INC","UN",77929.09,"$ 32.484,00","$ 2.164,05","$ 43.281,04","$ 0,00","$ 0,00"]
[11890,"LECHADA INYECCIÓN DUCTOS AceroPreesf CEFE COMETAS","LT",999.83,"$ 891,09","$ 15,60","$ 93,14","$ 0,00","$ 0,00"]
[18974,"Lector de proximidad para accesos CDRC Cometas","UN",979177.64,"$ 860.625,01","$ 5.645,36","$ 112.907,27","$ 0,00","$ 0,00"]
[17778,"Lectora de proximidad MiniProx (SUMI INST)","UN",101269.14,"$ 0,00","$ 9.206,29","$ 92.062,85","$ 0,00","$ 0,00"]
[18472,"LECTORA DE TARJETA","UN",123656.04,"$ 0,00","$ 4.756,00","$ 118.900,04","$ 0,00","$ 0,00"]
[15447,"LETRA PARA ESCALADA (SUM+INSTALACIÓN)","UN",321587.99,"$ 0,00","$ 25.972,71","$ 295.615,28","$ 0,00","$ 0,00"]
[10740,"Levantamiento de redes Topografia **","ML",1811.81,"$ 128,30","$ 253,49","$ 999,99","$ 430,03","$ 0,00"]
[17787,"licencia Standard Edition (SUMI INST)","UN",57322.15,"$ 0,00","$ 0,00","$ 57.322,15","$ 0,00","$ 0,00"]
[18283,"Ligustro/Ligustrum Lucidum","UN",254527.96,"$ 125.947,84","$ 0,00","$ 82.128,00","$ 46.452,12","$ 0,00"]
[14528,"LIJADO, LIMP Y PINTURA (ESTACION RUTA DE LA VIDA)","UN",3109690.73,"$ 1.089.254,91","$ 566.571,98","$ 1.310.519,84","$ 143.344,00","$ 0,00"]
[18319,"Limonium/Limonium Spectabile Sobre Cubierta verde","M2",181085.11,"$ 132.991,74","$ 2.393,65","$ 43.013,00","$ 2.686,73","$ 0,00"]
[18260,"Limonium/Limonium Spectabile Taludes Exteriores","M2",45549.01,"$ 43.247,26","$ 72,87","$ 1.457,46","$ 771,42","$ 0,00"]
[11186,"Limp. Estruct. Metalica y pintura esmalte+ antic**","M2",21758.71,"$ 4.566,37","$ 3.098,17","$ 14.094,17","$ 0,00","$ 0,00"]
[10957,"Limpeza Estruct.Metalica- pintura esmalte+anticorr","ML",12275.95,"$ 2.310,45","$ 4.013,57","$ 5.951,93","$ 0,00","$ 0,00"]
[13867,"Limpieza acero de refuerzo instal quitar babas  **","M2",7682.39,"$ 0,00","$ 150,64","$ 7.531,75","$ 0,00","$ 0,00"]
[13813,"Limpieza Carcamo H=0.20M (Limp+Cargue y Retiro)","ML",12484.91,"$ 0,00","$ 483,29","$ 9.665,74","$ 2.335,88","$ 0,00"]
[13509,"Limpieza CarcamoH=0.20M(Desm+sum+Inst. lad. nuevo","ML",21546.41,"$ 1.316,13","$ 819,77","$ 16.395,39","$ 3.015,12","$ 0,00"]
[13792,"limpieza CarcamoH=0.20M(Desm3Lad+Limp-ret+Rep3lad)","ML",19571.28,"$ 2.915,65","$ 677,37","$ 13.547,42","$ 2.430,84","$ 0,00"]
[13510,"limpieza CarcamoH=0.20M(Desm4Lad+limp-ret+rep4lad)","ML",22884.42,"$ 3.791,24","$ 810,01","$ 15.401,25","$ 2.881,92","$ 0,00"]
[10596,"Limpieza de acícula","M2",1729.79,"$ 0,00","$ 97,91","$ 1.631,88","$ 0,00","$ 0,00"]
[13779,"LIMPIEZA DE BORDIILO EN PIEDRA","ML",1571.2,"$ 0,00","$ 92,40","$ 923,98","$ 554,82","$ 0,00"]
[13055,"Limpieza de Cañuela y Cuneta (inc. Carg. y Retiro)","ML",10317.86,"$ 0,00","$ 484,75","$ 4.847,48","$ 4.985,63","$ 0,00"]
[12447,"Limpieza de Tuberías Drenaje con Vactor **","HR",464577.22,"$ 0,00","$ 426.918,48","$ 37.658,74","$ 0,00","$ 0,00"]
[13351,"LIMPIEZA DE VIDRIOS","M2",7719.67,"$ 2.468,10","$ 97,91","$ 4.895,64","$ 258,02","$ 0,00"]
[15190,"Limpieza e impermebilización fachada Hmax=1.50m **","M2",23539.96,"$ 6.882,56","$ 2.200,08","$ 14.457,32","$ 0,00","$ 0,00"]
[10219,"Limpieza e impermebilización fachada Hmax=4.50m **","M2",24644.71,"$ 6.882,56","$ 2.454,40","$ 15.307,75","$ 0,00","$ 0,00"]
[15764,"LIMPIEZA ESTRUCTURA METALICA HIDROBLASTING","KG",1861.01,"$ 0,00","$ 0,00","$ 0,00","$ 0,00","$ 1.861,01"]
[734,"LIMPIEZA FACHADA","M2",6901.98,"$ 0,00","$ 1.642,38","$ 5.259,60","$ 0,00","$ 0,00"]
[13882,"Limpieza piso enchapado en ladrillo con acido**","M2",2731.97,"$ 483,20","$ 86,49","$ 2.162,28","$ 0,00","$ 0,00"]
[13253,"Limpieza tuberia   existente**","ML",20993.51,"$ 26,33","$ 1.949,70","$ 19.017,48","$ 0,00","$ 0,00"]
[11498,"Limpieza tuberia existente 1 a 2\"**","ML",17946.52,"$ 26,33","$ 1.672,70","$ 16.247,49","$ 0,00","$ 0,00"]
[18,"LIMPIEZA, DESCAPOTE, RETIRO SOBRANTES - MECANICO","M3",58586.21,"$ 0,00","$ 2.250,41","$ 0,00","$ 56.335,80","$ 0,00"]
[17892,"LINEA DE VIDA HORIZONTAL (SUM+INST)","ML",0,"$ 0,00","$ 0,00","$ 0,00","$ 0,00","$ 0,00"]
[17681,"LINEA DE VIDA PARA CUBIERTA CDRC","GL",0,"$ 0,00","$ 0,00","$ 0,00","$ 0,00","$ 0,00"]
[15608,"Lineal LED sobreponer o descolgar41 W 2763 lm CRDC","UN",533768.91,"$ 488.171,75","$ 2.171,29","$ 43.425,87","$ 0,00","$ 0,00"]
[15370,"Lineal LED sobreponerOdescolgar 20 W 1656 lm CRDC","UN",404058.91,"$ 358.461,75","$ 2.171,29","$ 43.425,87","$ 0,00","$ 0,00"]
[15565,"Lineal LED sobreponerOdescolgar 28 W 2265 lm CRDC","UN",405342.91,"$ 359.745,75","$ 2.171,29","$ 43.425,87","$ 0,00","$ 0,00"]
[639,"LINEAS TRAFICO 0.10","ML",5602.75,"$ 1.219,75","$ 0,00","$ 4.383,00","$ 0,00","$ 0,00"]
[18293,"Lino Variedad(Lino Morado)/Phormium Crimson Devil","M2",3409.01,"$ 1.107,26","$ 72,87","$ 1.457,46","$ 771,42","$ 0,00"]
[16765,"Liston en Deck WPC Macizo A=16cm;e=2cm;L=3m(Sum+In","ML",83714.509999999995,"$ 76.706,96","$ 204,10","$ 6.803,45","$ 0,00","$ 0,00"]
[12986,"Listón en madera banca (desmonte)","UN",6596.6,"$ 0,00","$ 695,00","$ 3.751,44","$ 2.150,16","$ 0,00"]
[12987,"Listón en madera banca (instalación) STPM **","UN",9480.93,"$ 0,00","$ 2.200,24","$ 3.410,40","$ 3.870,29","$ 0,00"]
[14662,"LISTON EN MADERA BANCA (SUM + INST)","UN",42324.93,"$ 32.844,00","$ 2.200,24","$ 3.410,40","$ 3.870,29","$ 0,00"]
[12988,"Listón en madera banca (suministro) STPM **","UN",32844,"$ 32.844,00","$ 0,00","$ 0,00","$ 0,00","$ 0,00"]
[14829,"LISTON EN MADERA BANCA(DESM+SUM+INST)","UN",48921.53,"$ 32.844,00","$ 2.895,24","$ 7.161,84","$ 6.020,45","$ 0,00"]
[334,"LISTON M.H. AMARILLO","M2",10627.93,"$ 1.861,93","$ 0,00","$ 8.766,00","$ 0,00","$ 0,00"]
[335,"LISTON M.H. GUAYACAN","M2",10627.93,"$ 1.861,93","$ 0,00","$ 8.766,00","$ 0,00","$ 0,00"]
[336,"LISTON M.H. ZAPAN","M2",91084.14,"$ 82.318,14","$ 0,00","$ 8.766,00","$ 0,00","$ 0,00"]
[238,"LISTON M.H.(AMARILLO)","M2",18705.77,"$ 9.939,77","$ 0,00","$ 8.766,00","$ 0,00","$ 0,00"]
[239,"LISTON M.H.(GUAYACAN OB0)","M2",26887.37,"$ 9.939,77","$ 0,00","$ 16.947,60","$ 0,00","$ 0,00"]
[124,"LISTON M.H.(GUAYACAN TEKA)","M2",26887.37,"$ 9.939,77","$ 0,00","$ 16.947,60","$ 0,00","$ 0,00"]
[240,"LISTON M.H.(OTOBO)","M2",72457.47,"$ 55.509,87","$ 0,00","$ 16.947,60","$ 0,00","$ 0,00"]
[241,"LISTON M.H.(PEINE MONO)","M2",26887.37,"$ 9.939,77","$ 0,00","$ 16.947,60","$ 0,00","$ 0,00"]
[242,"LISTON M.H.(PINO ROMERON)","M2",26887.37,"$ 9.939,77","$ 0,00","$ 16.947,60","$ 0,00","$ 0,00"]
[12826,"LISTON M.H.SAPAN PISO A=8CM;E=12MM+PINTURA **","M2",94068.32,"$ 78.261,64","$ 752,70","$ 15.053,98","$ 0,00","$ 0,00"]
[18348,"LLamas/Kniphofia Uvaria en  Jardineras","M2",38370.57,"$ 4.169,21","$ 1.500,07","$ 30.001,32","$ 2.699,97","$ 0,00"]
[18325,"LLamas/Kniphofia Uvaria Sobre Cubierta verde","M2",138945.10999999999,"$ 90.851,74","$ 2.393,65","$ 43.013,00","$ 2.686,73","$ 0,00"]
[18272,"LLamas/Kniphofia Uvaria Taludes Exteriores","M2",3409.01,"$ 1.107,26","$ 72,87","$ 1.457,46","$ 771,42","$ 0,00"]
[14032,"LLAVE  LAVAMANOS PARED ANTIVAND CROMADA","UN",226359.01,"$ 170.911,04","$ 2.060,18","$ 41.203,55","$ 12.184,24","$ 0,00"]
[481,"LLAVE  TERMINAL EXTERIOR .CROMMADA L/P","UN",69582.399999999994,"$ 28.090,00","$ 0,00","$ 41.492,40","$ 0,00","$ 0,00"]
[479,"LLAVE GRIVAL JARDIN 1/2\"  60400","UN",73039.87,"$ 28.831,50","$ 2.116,58","$ 42.091,79","$ 0,00","$ 0,00"]
[10653,"Llave GRIVAL jardin 1/2\"  60400 **","UN",38029.699999999997,"$ 28.404,00","$ 0,00","$ 9.625,70","$ 0,00","$ 0,00"]
[480,"LLAVE GRIVAL JARDIN 1/2\" 60405","UN",69627.399999999994,"$ 28.135,00","$ 0,00","$ 41.492,40","$ 0,00","$ 0,00"]
[13190,"Llave para regadera prysma CRNA (suministro) **","UN",0,"$ 0,00","$ 0,00","$ 0,00","$ 0,00","$ 0,00"]
[10515,"Llenado Piscina Final CDRC","M3",43161.29,"$ 39.408,18","$ 1.870,17","$ 1.882,94","$ 0,00","$ 0,00"]
[18658,"Llenado Piscina y Desinfección Preliminar CDRC","M3",49179.199999999997,"$ 41.665,66","$ 2.598,89","$ 4.914,66","$ 0,00","$ 0,00"]
[695,"LOCALIZACION Y REPLANTEO","M2",6854.78,"$ 5.211,75","$ 78,24","$ 1.564,79","$ 0,00","$ 0,00"]
[746,"LOCALIZACION Y REPLANTEO  CON EQUIPO","M2",6628.54,"$ 5.221,42","$ 440,10","$ 967,02","$ 0,00","$ 0,00"]
[12808,"LOCALIZACION Y REPLANTEO  CON EQUIPO PARA PISTA","M2",1802.78,"$ 122,42","$ 713,34","$ 967,02","$ 0,00","$ 0,00"]
[14059,"LOCALIZACION Y REPLANTEO  PARA CIMIENTOS","M2",3914.85,"$ 2.741,08","$ 34,19","$ 1.139,58","$ 0,00","$ 0,00"]
[14058,"LOCALIZACION Y REPLANTEO  PARA MUROS","M2",6930.18,"$ 4.702,05","$ 0,00","$ 2.228,13","$ 0,00","$ 0,00"]
[11192,"LOCALIZACION Y REPLANTEO + EQUIPO","M2",241.57,"$ 17,11","$ 33,80","$ 133,33","$ 57,34","$ 0,00"]
[11655,"Localizacion y Replanteo + equipo pequeñas areas**","M2",24586.49,"$ 0,00","$ 411,09","$ 24.175,40","$ 0,00","$ 0,00"]
[15041,"Locker 4 puestos Lam. Cal.22 H=1.80 AT=0.63Sum.+In","UN",0,"$ 0,00","$ 0,00","$ 0,00","$ 0,00","$ 0,00"]
[14307,"Locker 6 puestos Cal.22 H=1.80;A=0.93;P=0.30m+Tran","UN",0,"$ 0,00","$ 0,00","$ 0,00","$ 0,00","$ 0,00"]
[15487,"Locker láminaPuerta Microper 0.40X0.80X0.30(Sum+In","UN",0,"$ 0,00","$ 0,00","$ 0,00","$ 0,00","$ 0,00"]
[10494,"LOSA  ALIGERADA PISCINAS F'C 28 MPA h=.50 Caseton Lona - CEFE COMETAS","M2",221696.71,"$ 156.356,36","$ 23.221,57","$ 42.118,78","$ 0,00","$ 0,00"]
[15782,"LOSA  CONCRETO 0.62X0.62 e=4cm,Acab. grant.cuchuco","UN",16516.96,"$ 0,00","$ 684,13","$ 13.682,67","$ 2.150,16","$ 0,00"]
[18140,"LOSA AEREA CONC F'C 28 MPA FONDO CARACAMOS e=.10","M2",115889.14,"$ 56.379,48","$ 22.073,06","$ 37.436,59","$ 0,00","$ 0,00"]
[18137,"LOSA AEREA CONCRETO F'C 28 MPA FONDO PISCINA e=.40","M2",287181.23,"$ 214.438,83","$ 37.755,16","$ 34.987,24","$ 0,00","$ 0,00"]
[19352,"LOSA ALIGERADA CUBIERTA EDIF. DEPORTIVO ZONA ABIERTA CONCR. 4000PSI Gris Perla e=0.38m CEFE COMETAS","M2",393017.65,"$ 160.174,82","$ 127.259,23","$ 105.583,60","$ 0,00","$ 0,00"]
[12983,"Losa banca en concreto (desmonte) STPM **","UN",13102.48,"$ 0,00","$ 2.937,87","$ 8.014,45","$ 2.150,16","$ 0,00"]
[12984,"Losa banca en concreto (instalación) STPM **","UN",83421.13,"$ 11.966,02","$ 5.815,39","$ 34.104,04","$ 31.535,68","$ 0,00"]
[12985,"Losa banca en concreto (suministro) STPM **","UN",244827.01,"$ 244.827,01","$ 0,00","$ 0,00","$ 0,00","$ 0,00"]
[14826,"LOSA BANCA EN CONCRETO(DESM+SUM+INST)","UN",341350.62,"$ 256.793,03","$ 8.753,26","$ 42.118,49","$ 33.685,84","$ 0,00"]
[19300,"LOSA CIMENTACIÓN 4.000psi e=0.30 (Tmax:1\";Asent:4\";plástico) CEFE COMETAS","M2",376621.91,"$ 145.671,94","$ 125.366,37","$ 105.583,60","$ 0,00","$ 0,00"]
[16578,"Losa Concreto Tactil A-50 Discapacidad+Arena (A=0.40m)","ML",35280.14,"$ 18.830,62","$ 1.659,41","$ 11.395,77","$ 3.394,34","$ 0,00"]
[13269,"LOSA DE CONCRETO PREFABRICADA e=5CM","M2",244827.01,"$ 244.827,01","$ 0,00","$ 0,00","$ 0,00","$ 0,00"]
[18124,"LOSA DE PISO ALIGERADA F'C 21 MPAh=.60 Caset.CDRC","M2",219282.97,"$ 153.830,80","$ 18.468,47","$ 46.983,70","$ 0,00","$ 0,00"]
[16857,"LOSA DE PISO ALIGERADA F'C 28 MPAh=.50 Caset.CDRC","M2",201324.95,"$ 139.756,25","$ 16.617,42","$ 44.951,28","$ 0,00","$ 0,00"]
[14658,"LOSA DE PISO BANCA EN CONCRETO (SUM + INST)","UN",328248.14,"$ 256.793,03","$ 5.815,39","$ 34.104,04","$ 31.535,68","$ 0,00"]
[10499,"LOSA ENTREPISO Lámina Colaborante 2\" Cal. 20 e=12 4000 PSI f´c = 28 Mpa  CEFE COMETAS","M2",180305.01,"$ 134.848,83","$ 12.078,49","$ 33.377,69","$ 0,00","$ 0,00"]
[18732,"LOSA ENTREPISO Lámina Colaborante 3\" Cal20 e=12 f´c = 24.5 Mpa  CDRC","M2",88622.7,"$ 52.868,50","$ 5.972,84","$ 29.781,36","$ 0,00","$ 0,00"]
[19290,"LOSA ENTREPISO Lamina Colaborante e=10cm Concr 4.000 PSI (T-max1\";4\"+/-1) CEFE COMETAS","M2",162135.74,"$ 112.252,81","$ 12.882,07","$ 37.000,86","$ 0,00","$ 0,00"]
[16543,"LOSA- FIBROCEMENTO 20mm-INCLUYE TORNILLOS","M2",46177.97,"$ 24.787,16","$ 7.331,94","$ 14.058,87","$ 0,00","$ 0,00"]
[17931,"LOSA FONDO CONC F'C 28 MPA MUROS PISCINA e=.30CDRC","M2",216071.29,"$ 169.331,36","$ 17.341,11","$ 29.398,82","$ 0,00","$ 0,00"]
[18033,"LOSA FONDO CONCRETO F'C 28 MPA TANQUE h= .40 CDRC","M2",242498.14,"$ 190.453,97","$ 22.645,35","$ 29.398,82","$ 0,00","$ 0,00"]
[18122,"LOSA FONDO CONCRETO F'C 28 MPA TANQUE h=.25 CDRC","M2",175949.49,"$ 131.845,22","$ 14.705,45","$ 29.398,82","$ 0,00","$ 0,00"]
[16855,"LOSA FONDO CONCRETO F'C 28 MPA TANQUE h=.30 CDRC","M2",191631.59,"$ 144.858,76","$ 17.374,01","$ 29.398,82","$ 0,00","$ 0,00"]
[15143,"Losa fondo tanque almac .Conc.4.000PSI-Imper","M3",750211.51,"$ 567.289,57","$ 37.652,01","$ 145.269,93","$ 0,00","$ 0,00"]
[17029,"LOSA MACIZA CUBIERTA FOSO CONCRETO VISTOe=0.20 CDR","M2",128403.4,"$ 90.991,39","$ 5.393,87","$ 32.018,14","$ 0,00","$ 0,00"]
[18350,"LOSA MACIZA CUBIERTA TANQUE CONCRF'C 28 MPA E: 0.4","M2",242621.04,"$ 186.761,60","$ 25.698,52","$ 30.160,92","$ 0,00","$ 0,00"]
[18353,"LOSA MACIZA DE GRADERIAS EN CONCR VISTO OcreE=0.10","M2",251356.15,"$ 194.098,66","$ 27.096,57","$ 30.160,92","$ 0,00","$ 0,00"]
[17010,"LOSA MACIZA DE GRADERIAS EN CONCRETO VISTOe=0.10","M2",137035.78,"$ 88.195,32","$ 18.679,54","$ 30.160,92","$ 0,00","$ 0,00"]
[17021,"LOSA MACIZA DE PASARELAS EN CONCRETO VISTOe=0.15","M2",126055.87,"$ 80.128,56","$ 15.766,39","$ 30.160,92","$ 0,00","$ 0,00"]
[18007,"LOSA MACIZA DE SUPRESION EN CONCRETO e=0.15 CDRC","M2",174644.24,"$ 128.975,26","$ 15.135,55","$ 30.533,44","$ 0,00","$ 0,00"]
[18346,"LOSA MACIZA DIAFRAG Conform VanoConcVisOcreE=.12","M2",46163.34,"$ 4.346,10","$ 11.056,94","$ 30.760,31","$ 0,00","$ 0,00"]
[18354,"LOSA MACIZA GRADERIAS CONCR VISTO OcreE=0.1+H=.8","M2",291380.23,"$ 231.563,76","$ 29.655,55","$ 30.160,92","$ 0,00","$ 0,00"]
[17035,"LOSA MACIZA RAMPA AEREA+Viga e=0.15variabCDRC","M2",174875.92,"$ 125.826,61","$ 18.888,39","$ 30.160,92","$ 0,00","$ 0,00"]
[18356,"LOSA MACIZA RAMPA AEREA+Viga e=0.15x20 Conc28 MPA","M2",119354.86,"$ 76.070,51","$ 13.123,43","$ 30.160,92","$ 0,00","$ 0,00"]
[18017,"LOSA MACIZA SOBREPLACA F'C 21 MPAh=.10+ Blq#5 CDRC","M2",121432.03,"$ 77.382,73","$ 2.529,91","$ 41.519,39","$ 0,00","$ 0,00"]
[17027,"LOSA MACIZA Z. PISCINAS CONCRETO VISTOe=0.15 CDRC","M2",110996.4,"$ 71.019,64","$ 9.815,84","$ 30.160,92","$ 0,00","$ 0,00"]
[19301,"LosaAliger.CubiertaedificDeportConc.4.000psiCometa","M2",0,"$ 0,00","$ 0,00","$ 0,00","$ 0,00","$ 0,00"]
[10436,"Loseta 40x40IDU sobre are  Suministro e instalacio","M2",83388.53,"$ 49.952,16","$ 2.605,62","$ 30.830,76","$ 0,00","$ 0,00"]
[16998,"Loseta banca concreto 21 MPA A: 0.39 - 0.40 m E: 0","ML",93855.38,"$ 58.933,89","$ 2.277,56","$ 31.547,09","$ 1.096,84","$ 0,00"]
[16962,"Loseta banca concreto 21 MPA A:0.37m - E:0.08m","ML",87834.89,"$ 53.690,17","$ 2.247,92","$ 31.084,62","$ 812,18","$ 0,00"]
[16999,"Loseta banca concreto 21MPA A: 0.55m - E: 0.10m","ML",111464.43,"$ 75.418,32","$ 2.320,38","$ 32.216,28","$ 1.509,46","$ 0,00"]
[17000,"Loseta banca concreto 21MPA A:0.65m - E:0.1m","ML",124632.62,"$ 87.836,93","$ 2.349,04","$ 32.662,97","$ 1.783,67","$ 0,00"]
[13483,"LOSETA CONCRETO 0.25X0.25M (SUM+INST) SIN ESTRUCT","UN",9826.7199999999993,"$ 9.304,02","$ 10,25","$ 512,45","$ 0,00","$ 0,00"]
["10628-1","LOSETA CONCRETO TIPO IDU A-56 (INCLUYE DE ARENA)","ML",35460.339999999997,"$ 18.328,46","$ 1.459,25","$ 15.672,63","$ 0,00","$ 0,00"]
[16542,"LOSETA CONCRETO-REFORZADO CON MALLA 65X65","UN",54995.79,"$ 32.230,97","$ 433,80","$ 21.690,01","$ 641,01","$ 0,00"]
[13518,"Loseta IDU 0.25x0.25m (Sin estruct.) Sum+Inst*","M2",149786.85,"$ 140.365,47","$ 1.183,18","$ 8.238,20","$ 0,00","$ 0,00"]
[10559,"Loseta IDU A50  5<p<10% 4.2-1 blando geotextil","M2",185332.32,"$ 72.108,91","$ 41.009,13","$ 49.135,70","$ 23.078,59","$ 0,00"]
[10836,"Loseta IDU A50  5<p<10% 4.2-2 Medio+ geotextil","M2",173538.84,"$ 68.762,56","$ 36.981,44","$ 47.426,44","$ 20.368,39","$ 0,00"]
[10837,"Loseta IDU A50  5<p<10% 4.2-3 Duro geoPAVC **","M2",167018.59,"$ 70.636,56","$ 32.959,82","$ 45.764,01","$ 17.658,20","$ 0,00"]
[11721,"Loseta IDU A50  p<5%  geoPAVCO (Fontanar)**","M2",220198.63,"$ 82.563,77","$ 49.925,76","$ 58.853,05","$ 28.856,06","$ 0,00"]
[10216,"Loseta IDU A50  p<5% 4.2-1 blando + geotextil","M2",172491.41,"$ 72.902,94","$ 9.379,60","$ 48.086,35","$ 42.122,51","$ 0,00"]
[10387,"Loseta IDU A50  p<5% 5.3-1 blando LAFAYETT**","M2",173151.08,"$ 68.169,70","$ 37.807,81","$ 46.805,17","$ 20.368,39","$ 0,00"]
[10840,"Loseta IDU A50  p<5% 5.3-2 Medio LAFAYETT**","M2",163232.51999999999,"$ 66.822,82","$ 32.962,38","$ 45.789,12","$ 17.658,19","$ 0,00"]
[10841,"Loseta IDU A50  p<5% 5.3-3 Duro LAFAYETT**","M2",155089.34,"$ 67.060,05","$ 28.942,05","$ 44.139,24","$ 14.948,00","$ 0,00"]
[10638,"Loseta IDU A50 +0.25 receb B400 (Sum+Inst )**","M2",141956.47,"$ 68.603,15","$ 6.971,66","$ 48.794,66","$ 17.586,98","$ 0,00"]
[10558,"Loseta IDU A50 p<5% 5.3-1+Afirmado LAFAYETT**","M2",182377.09,"$ 69.380,85","$ 9.030,10","$ 69.689,70","$ 34.276,45","$ 0,00"]
[11181,"Loseta IDU A-50p<5%GEOT2400-TINGUA**","M2",244132.42,"$ 103.301,87","$ 51.036,26","$ 60.867,02","$ 28.927,27","$ 0,00"]
[10590,"Loseta IDUA50  5<p<10% 5.3-1 blando+ geotextil","M2",174773.41,"$ 69.882,04","$ 37.121,54","$ 47.401,44","$ 20.368,39","$ 0,00"]
[10842,"Loseta IDUA50  5<p<10% 5.3-2 Medio LAFAYETTE **","M2",164944.85999999999,"$ 68.535,16","$ 32.962,38","$ 45.789,12","$ 17.658,19","$ 0,00"]
[10843,"Loseta IDUA50  5<p<10% 5.3-3 Duro LAFAYETTE **","M2",156801.68,"$ 68.772,39","$ 28.942,05","$ 44.139,24","$ 14.948,00","$ 0,00"]
[10217,"Loseta IDUA50  p<5% 4.2-2 Medio + geotextil","M2",177941.55,"$ 72.912,09","$ 37.134,10","$ 47.526,97","$ 20.368,39","$ 0,00"]
[10835,"Loseta IDUA50  p<5% 4.2-3 Duro +  geotextil","M2",167478.39999999999,"$ 71.096,37","$ 32.959,82","$ 45.764,01","$ 17.658,20","$ 0,00"]
[10560,"Loseta IDUA50  p>10% 4.2-1 blando geoPAVCO","M2",189281.19,"$ 81.379,66","$ 12.123,04","$ 50.063,22","$ 45.715,25","$ 0,00"]
[10838,"Loseta IDUA50  p>10% 4.2-2 Medios geoPAVCO","M2",184380.92,"$ 78.717,31","$ 37.062,11","$ 48.233,09","$ 20.368,39","$ 0,00"]
[10839,"Loseta IDUA50  p>10% 4.2-3 Duros geoPAVCO","M2",177789.45,"$ 80.591,31","$ 33.040,49","$ 46.570,66","$ 17.586,98","$ 0,00"]
[10591,"Loseta IDUA50  p>10% 5.3-1 blando LAFAYETTE **","M2",189198.01,"$ 82.008,94","$ 38.612,58","$ 48.208,09","$ 20.368,39","$ 0,00"]
[10844,"Loseta IDUA50  p>10% 5.3-2 Medio LAFAYETTE **","M2",177197.32,"$ 78.489,91","$ 34.453,43","$ 46.595,77","$ 17.658,19","$ 0,00"]
[10845,"Loseta IDUA50  p>10% 5.3-3 Duro LAFAYETTE **","M2",169054.14,"$ 78.727,14","$ 30.433,10","$ 44.945,89","$ 14.948,00","$ 0,00"]
[13017,"Loseta IDUA50.5<p<10%4.2-2Medio geoPAVC;A=0.40M **","ML",95193.37,"$ 36.020,32","$ 17.564,75","$ 27.098,72","$ 14.509,59","$ 0,00"]
[14506,"LOSETA PREFAB-L=3.7M;A=0.55M;E=7CM(CONC.3.000PSI)","UN",153273.04,"$ 53.314,15","$ 6.655,13","$ 89.493,55","$ 3.810,21","$ 0,00"]
[13747,"Loseta Prepulida Ext. (30x30) Roja Mort - Sumin e instalac","M2",114458.3,"$ 84.416,59","$ 7.016,47","$ 23.025,24","$ 0,00","$ 0,00"]
[18378,"LOSETA SILLAR CONCR Ocre F'C 21 MPA a=0.7-h=0.10","ML",110126.66,"$ 69.992,29","$ 9.492,79","$ 30.641,59","$ 0,00","$ 0,00"]
[17182,"LOSETA SILLAR CONCR Vis F'C 21 MPA e=0.10+Ref CDRD","ML",200866.2,"$ 157.612,92","$ 6.291,08","$ 34.220,11","$ 2.742,10","$ 0,00"]
[11692,"Loseta tactil A-55 Conc. e=0.06  p<5% geo T- 2100","ML",78929.19,"$ 31.390,45","$ 19.571,75","$ 18.210,27","$ 9.756,71","$ 0,00"]
[18182,"Losetas en concreto HPC","UN",18382.97,"$ 173,42","$ 867,12","$ 17.342,43","$ 0,00","$ 0,00"]
[18121,"LOSETAS PARA BANCAS EN CONCRETO VISTO F´C 21 MPA","ML",92678.74,"$ 57.607,59","$ 2.283,28","$ 31.636,19","$ 1.151,68","$ 0,00"]
[17915,"LucernarioVidrioTempladoLaminado5+6-PelículaS/Espe","UN",4460.75,"$ 13,17","$ 3.248,81","$ 1.198,78","$ 0,00","$ 0,00"]
[16644,"Lum-Emergencia LED 3.2 W 90 minAuto-CRDC-Cometas","UN",142720.84,"$ 119.922,25","$ 1.085,65","$ 21.712,94","$ 0,00","$ 0,00"]
[12294,"LUMIN FLUORESC 60X60 4X17W PROTECC UV (s+i)**","UN",18257.11,"$ 0,00","$ 869,39","$ 17.387,72","$ 0,00","$ 0,00"]
[11804,"LUMINAR 60X60 T8  3X17 W CELDAS PARABOLICAS","UN",22488.52,"$ 0,00","$ 1.070,88","$ 21.417,64","$ 0,00","$ 0,00"]
[16816,"Luminaria (24 Leds) 55W-700mA-6800Lm (rfe:5120)","UN",39490.339999999997,"$ 0,00","$ 4.749,64","$ 34.740,70","$ 0,00","$ 0,00"]
[16775,"Luminaria (24)Led;1000mA;8600Lum;80W (Sum+Instal)","UN",233220.23,"$ 39.888,18","$ 142.958,04","$ 50.374,01","$ 0,00","$ 0,00"]
[10449,"Luminaria (32)Led;700mA;8900Lum;74W (Sum+Instal) *","UN",1490270.29,"$ 1.296.938,24","$ 142.958,04","$ 50.374,01","$ 0,00","$ 0,00"]
[891,"LUMINARIA (32)LED-700mA-8900Lum-72Watts","UN",1441670.75,"$ 1.252.618,04","$ 138.678,70","$ 50.374,01","$ 0,00","$ 0,00"]
[15726,"Luminaria 128LED 279W - 1000mA -45700Lm Tipo Coden","UN",237652.25,"$ 44.320,20","$ 142.958,04","$ 50.374,01","$ 0,00","$ 0,00"]
[16690,"Luminaria 24 LED 55W - 700mA- 6800Lm (Sum+inst)","UN",260014.34,"$ 65.607,21","$ 142.958,04","$ 50.374,01","$ 1.075,08","$ 0,00"]
[16290,"Luminaria 32 LED 71W - 700mA- 9000Lm","UN",2170482.34,"$ 1.976.075,21","$ 142.958,04","$ 50.374,01","$ 1.075,08","$ 0,00"]
[12215,"LUMINARIA 60X60 T8  4X17 W CELDAS PARABOLICAS","UN",24151.73,"$ 0,00","$ 2.195,61","$ 21.956,12","$ 0,00","$ 0,00"]
[18871,"LUMINARIA ANTIEXPLOSIVA DE 40 W GRUPOS A,B,C Y D","UN",128604.09,"$ 54.867,83","$ 4.820,27","$ 64.270,29","$ 4.645,70","$ 0,00"]
[14963,"LUMINARIA AUTONOMA EMERGENCIA(2 BOMB+BATER)120/220","UN",95852.25,"$ 61.757,00","$ 2.828,62","$ 31.266,63","$ 0,00","$ 0,00"]
["10633-1","LUMINARIA BUXUS 200 25° NW 300W 200LEDS  (SUM+INSTAL)","UN",3181809.36,"$ 3.007.420,20","$ 139.648,46","$ 34.740,70","$ 0,00","$ 0,00"]
["10634-1","LUMINARIA BUXUS 200 40° NW 300W 200LEDS  (SUM+INSTAL)","UN",3181809.36,"$ 3.007.420,20","$ 139.648,46","$ 34.740,70","$ 0,00","$ 0,00"]
[11799,"LUMINARIA CUADRUM 8X54 W T5 + 4X50 CO8013G O SUPER","UN",22488.52,"$ 0,00","$ 1.070,88","$ 21.417,64","$ 0,00","$ 0,00"]
[11798,"LUMINARIA DE PISO 150 W-208 V MH REF OU30126-G12","UN",16560.89,"$ 0,00","$ 788,61","$ 15.772,28","$ 0,00","$ 0,00"]
[18876,"LUMINARIA DE TECNOLOGIA LED UNDERGROUND DE SYLVANI","UN",222586.65,"$ 148.850,39","$ 4.820,27","$ 64.270,29","$ 4.645,70","$ 0,00"]
[14683,"LUMINARIA EXTER.JARDINTIP-POSTE/H=1.10MTABACO 60W","ML",248835.43,"$ 157.641,09","$ 4.342,59","$ 86.851,75","$ 0,00","$ 0,00"]
[14942,"Luminaria Fluoresc.(2 x 32w)Sobrep.Semiespec-16Cel","UN",35320.370000000003,"$ 1.147,68","$ 995,32","$ 33.177,37","$ 0,00","$ 0,00"]
[15206,"LUMINARIA FLUORESCENTE (1.27X0.14M)2X32W HERMETICA","UN",37666.44,"$ 0,00","$ 4.662,78","$ 33.003,66","$ 0,00","$ 0,00"]
[13089,"LUMINARIA FLUORESCENTE T5 2X28 W**","UN",64687.13,"$ 4.848,00","$ 8.246,70","$ 50.374,01","$ 1.218,42","$ 0,00"]
[12190,"LUMINARIA FLUORESCENTE T5 2X54 W IP 65 120 V**","UN",71644.259999999995,"$ 0,00","$ 14.322,11","$ 57.322,15","$ 0,00","$ 0,00"]
[14626,"LUMINARIA FORZA MH+TUB.CONDUIT+ALAMBRE+BRAZO+ACCES","UN",135279.23000000001,"$ 44.084,89","$ 4.342,59","$ 86.851,75","$ 0,00","$ 0,00"]
[13578,"Luminaria GAMMA 2 x 32w+Andamio(Sum+Instalación)","UN",42475.28,"$ 0,00","$ 8.038,18","$ 33.003,66","$ 1.433,44","$ 0,00"]
[10874,"Luminaria GAMMA 2 x 32w+grua+Brazo+Cable (Sum+Inst","UN",179486.12,"$ 17.284,88","$ 129.023,87","$ 33.177,37","$ 0,00","$ 0,00"]
[11801,"LUMINARIA HERMÉTICA FLUORESC IP65 2X54 T5 PROFFIT","UN",22488.52,"$ 0,00","$ 1.070,88","$ 21.417,64","$ 0,00","$ 0,00"]
[20636,"LUMINARIA HIGH BAY 8 PCB 640 W 64640 lm 6500 K, 30° Y/O 15° IP 66, CHIP MARCA SAMSUNG 120-277 V","UN",6917384.0300000003,"$ 121.880,55","$ 6.729.496,15","$ 66.007,33","$ 0,00","$ 0,00"]
[15794,"Luminaria LED (50W)6.300Lm-4000K(Tipo A.P.)Sum+Ins","UN",819404.25,"$ 626.072,20","$ 142.958,04","$ 50.374,01","$ 0,00","$ 0,00"]
[15724,"Luminaria LED 150W - 530mA-Tipo Codensa (Sum+Inst)","UN",1481406.25,"$ 1.288.074,20","$ 142.958,04","$ 50.374,01","$ 0,00","$ 0,00"]
[15725,"Luminaria LED 250W-350 Ma -Tipo Codensa (sum+Inst)","UN",958613.25,"$ 765.281,20","$ 142.958,04","$ 50.374,01","$ 0,00","$ 0,00"]
["10630-1","LUMINARIA LED 39W SLCS SW07 (SUM+INSTAL)  ","UN",987449.36,"$ 813.060,20","$ 139.648,46","$ 34.740,70","$ 0,00","$ 0,00"]
["10629-1","LUMINARIA LED 39W SLCS V14 (SUM+INSTAL)      ","UN",987449.36,"$ 813.060,20","$ 139.648,46","$ 34.740,70","$ 0,00","$ 0,00"]
[15727,"Luminaria LED 450W -1000mA -Tipo Codensa (Sum+Inst","UN",5151788.25,"$ 4.941.259,55","$ 144.521,37","$ 66.007,33","$ 0,00","$ 0,00"]
["10631-1","LUMINARIA LED 66W SLCS V14 (SUM+INSTAL)  ","UN",987449.36,"$ 813.060,20","$ 139.648,46","$ 34.740,70","$ 0,00","$ 0,00"]
[15723,"Luminaria LED 80W - 530mA Tipo Codensa (Sum+Inst)","UN",952259.25,"$ 758.927,20","$ 142.958,04","$ 50.374,01","$ 0,00","$ 0,00"]
[15631,"Luminaria LED bañador-Pared 9W 1420 lm CRDC-Cometa","UN",357107.59,"$ 334.309,00","$ 1.085,65","$ 21.712,94","$ 0,00","$ 0,00"]
[16317,"Luminaria Led Continuum (64W) 3.000k(2.4x0.0mx0.8m","UN",719714.44,"$ 682.048,00","$ 4.662,78","$ 33.003,66","$ 0,00","$ 0,00"]
[16527,"Luminaria Led Continuum 40W Tipo P24868","UN",39490.339999999997,"$ 0,00","$ 4.749,64","$ 34.740,70","$ 0,00","$ 0,00"]
[16525,"Luminaria Led Herme2X18 T8 DL 120V P36667 techo","UN",95425.34,"$ 55.935,00","$ 4.749,64","$ 34.740,70","$ 0,00","$ 0,00"]
[16314,"Luminaria Led Hermet(40W)Sobrep.Techo (7X11X120CM)","UN",101527.34,"$ 62.037,00","$ 4.749,64","$ 34.740,70","$ 0,00","$ 0,00"]
[18958,"LUMINARIA LED HERMETICA 36 W 2520 lm CEFE COMETAS","UN",90014.37,"$ 67.215,78","$ 1.085,65","$ 21.712,94","$ 0,00","$ 0,00"]
[19219,"LUMINARIA LED HIGHBAY 165W 19140lm CEFE COMETAS","UN",529977.61,"$ 420.287,88","$ 5.227,89","$ 104.461,85","$ 0,00","$ 0,00"]
[15626,"Luminaria LED lineal cuadrada 50 W 4150 lm CRDC","UN",562054.93999999994,"$ 516.457,78","$ 2.171,29","$ 43.425,87","$ 0,00","$ 0,00"]
[18866,"luminaria LED para piscinas IntelliBrite 5G, 55W","UN",147342.84,"$ 73.606,58","$ 4.820,27","$ 64.270,29","$ 4.645,70","$ 0,00"]
[18863,"LUMINARÍA LED SPOT TRACK, 25W, 100-277V, 2200Lm","UN",87536.960000000006,"$ 49.839,83","$ 2.305,91","$ 30.745,52","$ 4.645,70","$ 0,00"]
[16315,"Luminaria Lineal Led Driver  (64W) -8x8cm L=2.40m","UN",37666.44,"$ 0,00","$ 4.662,78","$ 33.003,66","$ 0,00","$ 0,00"]
[11800,"LUMINARIA LINEAL MODULABLE 4X54 W 110 V CO8008B","UN",22488.52,"$ 0,00","$ 1.070,88","$ 21.417,64","$ 0,00","$ 0,00"]
[11045,"Luminaria M-130 (Sum+Instal) **","UN",180257.71,"$ 0,00","$ 129.883,70","$ 50.374,01","$ 0,00","$ 0,00"]
[890,"LUMINARIA MERCURIO 250W","UN",56285.1,"$ 8.864,04","$ 2.258,15","$ 45.162,91","$ 0,00","$ 0,00"]
[12567,"LUMINARIA MERCURIO ALTA PRESION CERRAD250W","UN",47421.06,"$ 0,00","$ 2.258,15","$ 45.162,91","$ 0,00","$ 0,00"]
[14371,"Luminaria METAL HALIDE 150W (Sum+Instal) **","UN",542972.99,"$ 368.557,24","$ 141.238,38","$ 33.177,37","$ 0,00","$ 0,00"]
[14288,"Luminaria METAL HALIDE 250WCompleta (Sum+Instal) *","UN",185188.98,"$ 8.864,04","$ 141.584,24","$ 34.740,70","$ 0,00","$ 0,00"]
[14939,"Luminaria METAL HALIDE 250WSin Brazo (Sum+Instal)","UN",98737.07,"$ 0,00","$ 70.944,51","$ 27.792,56","$ 0,00","$ 0,00"]
[14289,"LUMINARIA METAL HALIDE 400W (sum+instal)","UN",607621.03,"$ 433.205,28","$ 141.238,38","$ 33.177,37","$ 0,00","$ 0,00"]
[14286,"Luminaria METAL HALIDE 70W (Sum+Instal) **","UN",218735.95,"$ 44.320,20","$ 141.238,38","$ 33.177,37","$ 0,00","$ 0,00"]
[19186,"LUMINARIA OPTICA 5068 40W 24LED 500mA + POSTE METALICO 8m CEFE COMETAS","UN",3628974.34,"$ 3.537.780,00","$ 4.342,59","$ 86.851,75","$ 0,00","$ 0,00"]
[16444,"Luminaria RALED III -  64 LEDS - 143W - Sendero (sum+Inst)","UN",958613.25,"$ 765.281,20","$ 142.958,04","$ 50.374,01","$ 0,00","$ 0,00"]
["10632-1","LUMINARIA S1MB D3 FW NW 154W 64LEDS (SUM+INSTAL)    ","UN",1396809.36,"$ 1.222.420,20","$ 139.648,46","$ 34.740,70","$ 0,00","$ 0,00"]
["10635-1","LUMINARIA SLCS SW07 NW 52W 24LEDS  (SUM+INSTAL)","UN",987449.36,"$ 813.060,20","$ 139.648,46","$ 34.740,70","$ 0,00","$ 0,00"]
[14991,"Luminaria sobrep 2x32 Emerg doble balasto+bat","UN",36477.74,"$ 0,00","$ 1.737,04","$ 34.740,70","$ 0,00","$ 0,00"]
[14334,"LUMINARIA SODIO 1.000W (sum+instal)","UN",236464.03,"$ 62.048,28","$ 141.238,38","$ 33.177,37","$ 0,00","$ 0,00"]
[15308,"Luminaria Sodio 150W Tipo Codensa (Sum+Instal)","UN",603156.67000000004,"$ 428.740,92","$ 141.238,38","$ 33.177,37","$ 0,00","$ 0,00"]
[1018,"LUMINARIA SODIO 400W (sum+instal)  NO USAR","UN",236464.03,"$ 62.048,28","$ 141.238,38","$ 33.177,37","$ 0,00","$ 0,00"]
[15309,"Luminaria Sodio 400W Tipo Codensa  (sum+instal)","UN",741628.03,"$ 567.212,28","$ 141.238,38","$ 33.177,37","$ 0,00","$ 0,00"]
[15307,"Luminaria Sodio 70W Tipo Codensa (Sum+Instal) **","UN",447134.95,"$ 272.719,20","$ 141.238,38","$ 33.177,37","$ 0,00","$ 0,00"]
[16313,"Luminaria Teceo-2-(96 Leds)22.400Lm;700mA;+Fotoc","UN",185188.98,"$ 8.864,04","$ 141.584,24","$ 34.740,70","$ 0,00","$ 0,00"]
[16292,"Luminaria128LED 279W-700mA -34600LmTipoCoden Sum+I","UN",237652.25,"$ 44.320,20","$ 142.958,04","$ 50.374,01","$ 0,00","$ 0,00"]
[16294,"Luminaria128LED279W-1000mA -45700LmTipoCoden Sum+I","UN",315212.59999999998,"$ 121.880,55","$ 142.958,04","$ 50.374,01","$ 0,00","$ 0,00"]
[16291,"Luminaria72 RALED III 175W-700 mA-19800Lm Sumin+Inst","UN",4182341.34,"$ 3.987.934,21","$ 142.958,04","$ 50.374,01","$ 1.075,08","$ 0,00"]
[13140,"LuminariaDulux H.L.2 x 26wBalast.Electron(Sum+Inst","UN",71086.460000000006,"$ 14.755,32","$ 7.938,99","$ 48.392,15","$ 0,00","$ 0,00"]
[15766,"LuminariaLedBahiaAlta-12.000L-125W-4.000K(Sum+Inst","UN",210274.39,"$ 36.560,18","$ 141.231,66","$ 32.482,55","$ 0,00","$ 0,00"]
[16720,"LuminariaRALED II,32Led, 700 Ma 72W.4000K,1000 H","UN",1065026.76,"$ 890.611,01","$ 141.238,38","$ 33.177,37","$ 0,00","$ 0,00"]
[16721,"LuminariaRALED II,48Led, 700 Ma 72W.4000K,1000 H","UN",2538469.75,"$ 2.364.054,00","$ 141.238,38","$ 33.177,37","$ 0,00","$ 0,00"]
[11853,"LuminariaRALEDII32LED.4000K.RA02.54W.TipoCodensa","UN",1436261.75,"$ 1.261.846,00","$ 141.238,38","$ 33.177,37","$ 0,00","$ 0,00"]
[11854,"LuminariaRALEDII48LED.4000K.RA04.104W.TipoCodensa","UN",1429121.75,"$ 1.254.706,00","$ 141.238,38","$ 33.177,37","$ 0,00","$ 0,00"]
[10576,"Luminarias LED, cajas eléctricas, soportes para montajes y racks para componentes eléctricos - Sumin","UN",8393835,"$ 8.393.835,00","$ 0,00","$ 0,00","$ 0,00","$ 0,00"]
[10591,"Luminarias LED, Cajas eléctricas, soportes, racks - Sum+Inst en CUBIERTA ESTADIO EL CAMPIN","UN",8838002.4199999999,"$ 8.524.499,36","$ 30.143,45","$ 283.359,61","$ 0,00","$ 0,00"]
[10588,"Luminarias LED, Cajas eléctricas, soportes, racks - Sum+Inst en parrilla en piso ESTADIO EL CAMPIN","UN",8765117.9600000009,"$ 8.480.361,27","$ 19.532,47","$ 265.224,22","$ 0,00","$ 0,00"]
[16695,"LuminariaTECEO1-5120-40Leds90W-700mA-11100Lm","UN",260014.34,"$ 65.607,21","$ 142.958,04","$ 50.374,01","$ 1.075,08","$ 0,00"]
[18155,"Lum-LED lineal recesada-piso39,7 W1591CRDC Cometas","UN",5648890.5899999999,"$ 5.626.092,00","$ 1.085,65","$ 21.712,94","$ 0,00","$ 0,00"]
[10270,"Machon  ladrillo 4CV+colum+ groutin+zarpa  **","ML",234297.88,"$ 120.704,11","$ 6.295,73","$ 103.900,68","$ 3.397,35","$ 0,00"]
[10751,"Machón Contador Energía h=2.30m. **","UN",63734.9,"$ 53.066,40","$ 0,00","$ 10.668,50","$ 0,00","$ 0,00"]
[148,"MACHONES e=0.10 M. LAVADERO","UN",25663.88,"$ 16.727,24","$ 0,00","$ 8.936,64","$ 0,00","$ 0,00"]
[18274,"MachonesMetálicosEstrucMetal2\"x2\"LamHRS/Especifica","M2",380395.78,"$ 338.025,58","$ 3.536,47","$ 38.833,74","$ 0,00","$ 0,00"]
[14865,"MADE ESTACONES 2,5 MTS D = 3 Y 4\"(DESM+SUM+INST)","UN",63636.53,"$ 31.797,00","$ 12.566,32","$ 11.819,32","$ 7.453,89","$ 0,00"]
[14706,"MADERA ESTA DE 2,5 MTS DIAM DE 3 Y 4\" (SUM + INST)","UN",51690.87,"$ 31.797,00","$ 6.038,01","$ 9.125,51","$ 4.730,35","$ 0,00"]
[16439,"MADERA PARA REFUERZO DE MUROS","ML",72329.289999999994,"$ 62.450,11","$ 470,44","$ 9.408,74","$ 0,00","$ 0,00"]
[17773,"Magnético liviano (SUMI INST)","UN",23507.29,"$ 0,00","$ 925,84","$ 22.581,45","$ 0,00","$ 0,00"]
[18280,"Malamadre/Neomarica Gracilis  Taludes Exteriores","M2",22376.01,"$ 20.074,26","$ 72,87","$ 1.457,46","$ 771,42","$ 0,00"]
[18352,"Malamadre/Neomarica Gracilis en Jardineras","M2",96361.06,"$ 36.140,72","$ 2.500,29","$ 50.005,85","$ 7.714,20","$ 0,00"]
[18320,"Malamadre/Neomarica Gracilis Sobre Cubierta Verde","M2",157912.10999999999,"$ 109.818,74","$ 2.393,65","$ 43.013,00","$ 2.686,73","$ 0,00"]
[185,"MALLA BAJO ENTRAMADO","M2",14299.95,"$ 5.533,95","$ 0,00","$ 8.766,00","$ 0,00","$ 0,00"]
[18673,"Malla electrosoldada  Estandar KG","KG",7213.68,"$ 6.688,11","$ 15,31","$ 510,26","$ 0,00","$ 0,00"]
[11355,"Malla electrosoldada d=4.0mm@0.15 (area 6x2.35)**","KG",5384.34,"$ 4.671,82","$ 13,97","$ 698,55","$ 0,00","$ 0,00"]
[11024,"malla electrosoldada d=4.5mm@0.15 (area 6x2.35)**","KG",6650.73,"$ 5.852,68","$ 15,65","$ 782,40","$ 0,00","$ 0,00"]
[10788,"Malla electrosoldada d=5.5mm@0.15 (area 6x2.35)**","KG",7369.12,"$ 6.843,55","$ 15,31","$ 510,26","$ 0,00","$ 0,00"]
[11025,"Malla Electrosoldada d=5mm@0.15 (area 6x2.35)**","KG",6463.2,"$ 5.937,63","$ 15,31","$ 510,26","$ 0,00","$ 0,00"]
[16901,"Malla Electrosoldada d=5mm@0.15 (area 6x2.35)CDRC","KG",6481.14,"$ 5.942,98","$ 15,91","$ 522,25","$ 0,00","$ 0,00"]
[14492,"Malla electrosoldada d=6 mm@0.15 (area 6x2.35)**","KG",4160.4399999999996,"$ 3.634,87","$ 15,31","$ 510,26","$ 0,00","$ 0,00"]
[11026,"Malla electrosoldada d=6.5mm@0.15 (area 6x2.35)**","KG",6574.81,"$ 5.794,11","$ 15,31","$ 765,39","$ 0,00","$ 0,00"]
[11149,"Malla electrosoldada d=7.0mm@0.15 (area 6x2.35)**","KG",4031.62,"$ 3.506,05","$ 15,31","$ 510,26","$ 0,00","$ 0,00"]
[16770,"Malla electrosoldada d=8.0mm@0.15 x 0.15 m(area 6x","KG",6305.22,"$ 5.779,65","$ 15,31","$ 510,26","$ 0,00","$ 0,00"]
[15655,"Malla electrosoldada d=8.5mm@0.15 (area 6x2.35)**","KG",68126.100000000006,"$ 67.600,53","$ 15,31","$ 510,26","$ 0,00","$ 0,00"]
[15018,"MALLA ELECTROSOLDADA M-188, 15X15X6mm (sum + Inst)","UN",244642.17,"$ 235.712,64","$ 425,22","$ 8.504,31","$ 0,00","$ 0,00"]
[15517,"Malla en manila polip.1/2\"Parques (Retir+Sum+Inst)","M2",141187.72,"$ 41.947,50","$ 1.945,75","$ 89.940,92","$ 7.353,55","$ 0,00"]
[16060,"Malla en manila polip.1/2\"Parques (Sum+Inst)","M2",135973.32,"$ 41.947,50","$ 1.700,86","$ 85.043,08","$ 7.281,88","$ 0,00"]
[15519,"Malla en Manila Polipropileno1/2\" (Instalacion)","M2",86858.62,"$ 0,00","$ 1.700,86","$ 85.043,08","$ 114,68","$ 0,00"]
[13706,"MALLA ESLAB CAL.10+Angulo11/2\"x1/8\"+Plat(Sum+Ins)","M2",100578.95,"$ 69.737,13","$ 9.444,15","$ 18.817,48","$ 2.580,19","$ 0,00"]
[10359,"Malla eslab+marco modulo adic cerra Z.J.I. **","ML",213711.3,"$ 98.306,97","$ 5.854,67","$ 69.167,09","$ 12.820,20","$ 27.562,36"]
[13669,"MALLA ESLABON. Cal.10; 2\"+Pint (sum+Inst)","M2",59586.91,"$ 29.938,55","$ 11.713,09","$ 16.501,83","$ 1.433,44","$ 0,00"]
[13656,"MALLA ESLABONADA CAL.10+Angulo+Plat  (Sum+Inst)","M2",90590.19,"$ 59.748,37","$ 9.444,15","$ 18.817,48","$ 2.580,19","$ 0,00"]
[13557,"Malla eslabonada cal10+ang+platin+pint (Sum+Inst)","M2",100959.09,"$ 76.314,40","$ 6.854,40","$ 11.855,01","$ 5.935,28","$ 0,00"]
[14400,"Malla eslabonada cal10+anticorr+pin (Instalacion)","M2",23247.21,"$ 5.205,38","$ 5.712,00","$ 11.855,01","$ 474,82","$ 0,00"]
[779,"MALLA ESLABONADA H=1.4 Cal.12","ML",121680.35,"$ 104.148,35","$ 0,00","$ 17.532,00","$ 0,00","$ 0,00"]
[12442,"Malla Futbol Arco profesional(Campin)Cal.8(Sum+Ins","JGO",1449651.55,"$ 1.257.592,00","$ 3.765,87","$ 188.293,68","$ 0,00","$ 0,00"]
[12443,"Malla Futbol Arco Tipo B(Semiprofes.)Cal.4(Sum+Ins","JGO",1393324.55,"$ 1.201.265,00","$ 3.765,87","$ 188.293,68","$ 0,00","$ 0,00"]
[12493,"Malla Futbol Arco Tipo C(Barrio.)Cal.2(Sum+Ins)","??",192059.55,"$ 0,00","$ 3.765,87","$ 188.293,68","$ 0,00","$ 0,00"]
[13378,"Malla gallinero (Sum+Inst).","M2",26912.799999999999,"$ 3.241,56","$ 1.063,04","$ 21.260,77","$ 1.347,43","$ 0,00"]
[17883,"MALLA METÁLICA PARA PROTECCIÓN DE DUCTOS","UN",15123.07,"$ 8.305,68","$ 348,82","$ 6.468,56","$ 0,00","$ 0,00"]
[14739,"MALLA MINITENIS    (SUM + INST)","UN",249058.49,"$ 239.236,01","$ 467,74","$ 9.354,74","$ 0,00","$ 0,00"]
[15166,"Malla Preondulada - Sum+Inst","M2",75509.95,"$ 47.760,35","$ 2.950,04","$ 18.864,28","$ 5.935,28","$ 0,00"]
[12499,"Malla Protección Cerram.Nylon Imperm.H=2m(Sum+Inst","M2",9965.57,"$ 8.047,80","$ 91,32","$ 1.826,45","$ 0,00","$ 0,00"]
[13793,"Malla Protección Cerram.Nylon Imperm.H=8.5m(Sum+In","M2",13891.75,"$ 8.047,80","$ 1.409,72","$ 4.434,23","$ 0,00","$ 0,00"]
[16717,"Malla PuestaTierra-Varilla 5/8\" X 2,4m+Suelo Artif","UN",1986042.07,"$ 1.894.847,73","$ 4.342,59","$ 86.851,75","$ 0,00","$ 0,00"]
[14738,"MALLA TENIS    (SUM + INST)","UN",578784,"$ 560.032,00","$ 892,95","$ 17.859,05","$ 0,00","$ 0,00"]
[15237,"MallaProtecc.Nylon Imperm.(Andamios+Guaya+Acc)","M2",10776.03,"$ 8.707,26","$ 212,06","$ 1.856,71","$ 0,00","$ 0,00"]
[699,"MALLAS ELECTROSOLDADAS M-084","KG",7106.85,"$ 5.700,93","$ 150,63","$ 1.255,29","$ 0,00","$ 0,00"]
[13549,"Mallas profesionales Cal.8 Futbol (Sumin e Instal)","JGO",1364840.61,"$ 1.257.592,00","$ 7.143,62","$ 71.436,19","$ 28.668,80","$ 0,00"]
[13548,"Mallas Semiprofes.Cal.4 Futbol (Sumin e Instal)","JGO",1286062.24,"$ 1.201.265,00","$ 5.102,59","$ 51.025,85","$ 28.668,80","$ 0,00"]
[10644,"Mampost Estructur Modulares PT-16  color**","M2",43997.22,"$ 7.913,19","$ 2.687,43","$ 33.396,60","$ 0,00","$ 0,00"]
[10640,"Mampost Estructur Modulares PT-16  gris**","M2",43997.22,"$ 7.913,19","$ 2.687,43","$ 33.396,60","$ 0,00","$ 0,00"]
[18246,"MAMPOSTERIA EN BLOQUE CON  ENTERO 12x20x40. INCLUY","M2",64497.22,"$ 35.703,51","$ 7.113,31","$ 21.680,40","$ 0,00","$ 0,00"]
[18237,"MAMPOSTERIA EN BLOQUE CON 15x10x40 GRIS TOLETE","M2",61167.43,"$ 35.703,51","$ 3.783,52","$ 21.680,40","$ 0,00","$ 0,00"]
[18275,"MAMPOSTERIA EN BLOQUE CON 15x10x40 GRIS TOLETE","M2",17200.400000000001,"$ 8.576,06","$ 5.311,73","$ 3.312,61","$ 0,00","$ 0,00"]
[18231,"MAMPOSTERIA EN BLOQUE DE CONCRETO 15x10x40 TOLETE","M2",66559.88,"$ 40.367,81","$ 4.231,16","$ 21.960,91","$ 0,00","$ 0,00"]
[17080,"MAMPOSTERIA EN BLOQUE DE CONCRETO 15x20x40 CDRC","M2",111063.13,"$ 83.905,69","$ 4.299,96","$ 22.857,48","$ 0,00","$ 0,00"]
[13581,"MampostEstructur >0.7 m","M2",36784.29,"$ 6.901,29","$ 2.124,01","$ 27.758,99","$ 0,00","$ 0,00"]
[10223,"MampostEstructur(groutin+refuerz) e=.14  h<0.7 **","ML",138934.51999999999,"$ 105.470,94","$ 2.411,52","$ 31.052,08","$ 0,00","$ 0,00"]
[10222,"MampostEstructur(groutin+refuerz) e=.14 0.7< h<1.5","M2",187198.93,"$ 153.347,01","$ 2.508,71","$ 31.343,21","$ 0,00","$ 0,00"]
[713,"MANGUERA CONEX. FLEXIBLE","UN",4894.18,"$ 218,98","$ 0,00","$ 4.675,20","$ 0,00","$ 0,00"]
[10049,"Manguera Polietilen d=1/2\" con relleno recebo","ML",38165.81,"$ 6.518,42","$ 4.199,93","$ 27.447,46","$ 0,00","$ 0,00"]
[12461,"Manguera Riego Manual d=1\"(Sum+Inst.)","ML",15629.34,"$ 13.799,00","$ 135,58","$ 1.694,76","$ 0,00","$ 0,00"]
[12459,"Manguera Riego Manual d=1/2\"(Sum+Inst.)","ML",8345.41,"$ 6.515,07","$ 135,58","$ 1.694,76","$ 0,00","$ 0,00"]
[12462,"Manguera Riego Manual d=11/2\"(Sum+Inst.)","ML",21162.34,"$ 19.332,00","$ 135,58","$ 1.694,76","$ 0,00","$ 0,00"]
[12463,"Manguera Riego Manual d=2\"(Sum+Inst.)","ML",30509.59,"$ 28.654,00","$ 137,45","$ 1.718,14","$ 0,00","$ 0,00"]
[12464,"Manguera Riego Manual d=3\"(Sum+Inst.)","ML",31684.51,"$ 29.719,00","$ 145,59","$ 1.819,92","$ 0,00","$ 0,00"]
[12460,"Manguera Riego Manual d=3/4\"(Sum+Inst.)","ML",13946.34,"$ 12.116,00","$ 135,58","$ 1.694,76","$ 0,00","$ 0,00"]
[16026,"MANIJA DE CAUCHO NEOPRENO (Ø2\";L=15CM)BIOSALUDABLE","UN",26976.25,"$ 25.749,01","$ 58,44","$ 1.168,80","$ 0,00","$ 0,00"]
[14727,"MANIJAS O AGARRADERAS  (SUM + INST)","UN",66884.33,"$ 44.902,00","$ 1.740,92","$ 14.507,65","$ 5.733,76","$ 0,00"]
[14294,"Manijas o Agarraderas ( Suministro)","UN",44902,"$ 44.902,00","$ 0,00","$ 0,00","$ 0,00","$ 0,00"]
[14884,"MANIJAS O AGARRADERAS(DESM+SUM+INST)","UN",72026.559999999998,"$ 44.902,00","$ 4.145,86","$ 17.244,94","$ 5.733,76","$ 0,00"]
[15522,"Manila de Poliprop1/2\" Control acceso (SUM + INST)","ML",2669.55,"$ 1.598,00","$ 51,03","$ 1.020,52","$ 0,00","$ 0,00"]
[14878,"MANILA POLIPROP 1/2\" Baranda (DESM+SUM+INST)","ML",13506.19,"$ 6.748,35","$ 190,48","$ 5.850,64","$ 716,72","$ 0,00"]
[15523,"MANILA POLIPROP 1/2\"Control acce. (DES+SUM+INST)","ML",3599.21,"$ 1.613,98","$ 44,90","$ 1.510,30","$ 430,03","$ 0,00"]
[14721,"MANILA POLIPROPILENO 1/2\" Baranda   (SUM + INST)","ML",10322.68,"$ 6.682,84","$ 238,12","$ 3.401,72","$ 0,00","$ 0,00"]
[12934,"Manila Polipropileno1/2\" Baranda (Instalación)STP","ML",3469.75,"$ 0,00","$ 68,03","$ 3.401,72","$ 0,00","$ 0,00"]
[13860,"MANOMETRO GAS 1-10 PSI (CARATULA 2 1/2\")","UN",40501.480000000003,"$ 218,98","$ 761,75","$ 38.087,31","$ 1.433,44","$ 0,00"]
[16421,"MANOMETRO GLICERINA (0-200PSI) ACERO- (21/2\")Vert","UN",14542.43,"$ 0,00","$ 692,50","$ 13.849,93","$ 0,00","$ 0,00"]
[18035,"MANÓMETRO GLICERINA 0-200 PSI C-3\"","UN",14796.74,"$ 669,81","$ 277,00","$ 13.849,93","$ 0,00","$ 0,00"]
[16350,"MANOMETRO GLICERINA DIAL 4\" (200PSI)(sum+inst)","UN",68167.63,"$ 0,00","$ 3.246,08","$ 64.921,55","$ 0,00","$ 0,00"]
[16304,"MANÓMETRO GLICERINA DIAL4”ACERO-CONEX-VERT.(0-200","UN",14542.43,"$ 0,00","$ 692,50","$ 13.849,93","$ 0,00","$ 0,00"]
[15877,"Manometro marca winters, ver descripción - Retiro+sum e inst.","UN",283575.63,"$ 179.572,00","$ 3.246,08","$ 64.921,55","$ 35.836,00","$ 0,00"]
[13760,"MANT PUER CORRD TORIL,INCLY GRAS, RECTF GUIAS RESL","UN",229301.34,"$ 22.147,20","$ 13.442,03","$ 190.300,52","$ 3.411,59","$ 0,00"]
[15547,"Mant.  preventivo aire acondicionado Mini split","UN",0,"$ 0,00","$ 0,00","$ 0,00","$ 0,00","$ 0,00"]
[15548,"Mant. preventivo aire acondicionado piso techo","UN",0,"$ 0,00","$ 0,00","$ 0,00","$ 0,00","$ 0,00"]
[15549,"Mant. preventivo aire acondicionado tipo casset","UN",0,"$ 0,00","$ 0,00","$ 0,00","$ 0,00","$ 0,00"]
[15550,"Mant. preventivo condensadores Multi V,","UN",0,"$ 0,00","$ 0,00","$ 0,00","$ 0,00","$ 0,00"]
[15457,"Manten. Equipos (Sum+Inst) Tuber PVCP 11/2 \"RDE 21","ML",23354.39,"$ 17.291,58","$ 176,59","$ 5.886,22","$ 0,00","$ 0,00"]
[15456,"Manten. Equipos (Sum+Inst)Tuberia PVCP11/4 \"RDE 21","ML",19839.560000000001,"$ 13.865,91","$ 173,99","$ 5.799,66","$ 0,00","$ 0,00"]
[15455,"Manten. Equipos (Sum+Insta) Tuberia PVCP 1\"RDE 21","ML",13113.71,"$ 7.229,22","$ 171,39","$ 5.713,10","$ 0,00","$ 0,00"]
[15867,"Manten.Equipos(Desm+Sum+Inst)TuberPVC.P4\"(SinAcces","ML",77787.02,"$ 70.761,30","$ 204,63","$ 6.821,09","$ 0,00","$ 0,00"]
[15863,"Manten.Equipos(Desm+Sum+Inst)Tubo11/2\"PVCP(sinAcce","ML",22981.3,"$ 16.704,51","$ 182,82","$ 6.093,97","$ 0,00","$ 0,00"]
[15864,"Manten.Equipos(Desm+Sum+Inst)Tubo2\"PVCP(SinAcce)","ML",24432.59,"$ 17.870,49","$ 191,13","$ 6.370,97","$ 0,00","$ 0,00"]
[15868,"Manten.Equipos(Desm+Sum+Inst)TuboPVC.P6\"(SinAcces)","ML",163080.51999999999,"$ 155.965,64","$ 207,23","$ 6.907,65","$ 0,00","$ 0,00"]
[15861,"Manten.Equipos(Desm+Sum+Inst)TuboPVCP1\"(SinAcce)","ML",12877.99,"$ 6.779,51","$ 177,63","$ 5.920,85","$ 0,00","$ 0,00"]
[15862,"Manten.Equipos(Desm+Sum+Inst)TuboPVCP11/4\"(SinAcce","ML",19349,"$ 13.161,37","$ 180,22","$ 6.007,41","$ 0,00","$ 0,00"]
[15866,"Manten.Equipos(Desm+Sum+Inst)TuboPVCP3\"(SinAcces)","ML",47506.23,"$ 40.765,82","$ 196,32","$ 6.544,09","$ 0,00","$ 0,00"]
[15865,"Manten.Equipos(Desm+Sum+Inst)TuboPVCPd=2 1/2\"RDE","ML",39862.21,"$ 33.210,95","$ 193,73","$ 6.457,53","$ 0,00","$ 0,00"]
[15843,"Manten.Equipos(Sum+Inst)Tuber PVC.P d=3\" RDE- 21","ML",50823.519999999997,"$ 44.493,23","$ 184,38","$ 6.145,91","$ 0,00","$ 0,00"]
[15841,"Manten.Equipos(Sum+Inst)TuberPVC.P d=2\" RDE21","ML",24821.96,"$ 18.670,00","$ 179,18","$ 5.972,78","$ 0,00","$ 0,00"]
[15842,"Manten.Equipos(Sum+Inst)TuberPVC.Pd=2 1/2\"RDE-21","ML",43264.56,"$ 37.023,44","$ 181,78","$ 6.059,34","$ 0,00","$ 0,00"]
[15844,"Manten.Equipos(Sum+Inst)TuberPVC.Pd=4\"RDE- 21","ML",85576.93,"$ 79.157,49","$ 186,97","$ 6.232,47","$ 0,00","$ 0,00"]
[15845,"Manten.Equipos(Sum+Inst)TuberPVC.Pd=6\" RDE- 21","ML",175613.1,"$ 169.104,50","$ 189,57","$ 6.319,03","$ 0,00","$ 0,00"]
[15629,"MANTENIM. CAMBIO DE CUERPO DIFUSOR TAPA","UN",40272.03,"$ 0,00","$ 1.644,68","$ 32.893,59","$ 5.733,76","$ 0,00"]
[11409,"Mantenimiento  Proyector 1000 W Inc Bal,Cond,Arr**","UN",45597.16,"$ 0,00","$ 2.171,29","$ 43.425,87","$ 0,00","$ 0,00"]
[15884,"Mantenimiento .Contactor 100044618 3RT 1025-","UN",198156.5,"$ 0,00","$ 8.685,17","$ 173.703,49","$ 15.767,84","$ 0,00"]
[12480,"Mantenimiento arcos (porterías) de fútbol **","JGO",378182.6,"$ 164.982,02","$ 42.680,40","$ 170.520,18","$ 0,00","$ 0,00"]
[12824,"Mantenimiento baranda (soldadura, pintura) **","ML",26191.52,"$ 12.125,28","$ 6.539,25","$ 7.526,99","$ 0,00","$ 0,00"]
[16655,"Mantenimiento cielo raso en madera (Pinturas)","M2",23076.66,"$ 7.402,88","$ 3.160,16","$ 12.513,62","$ 0,00","$ 0,00"]
[10319,"Mantenimiento corredera superior sede idrd **","ML",45836.47,"$ 8.558,38","$ 3.724,79","$ 27.546,58","$ 237,41","$ 5.769,31"]
[13565,"MANTENIMIENTO DE  VIDRIOS","ML",6473.21,"$ 1.223,04","$ 998,02","$ 4.252,15","$ 0,00","$ 0,00"]
[10594,"Mantenimiento de huellas en tierra 2.00x0.80 - Pico del Águila","ML",59490.34,"$ 25.488,78","$ 1.268,70","$ 32.732,86","$ 0,00","$ 0,00"]
[13756,"MANTENIMIENTO ESTRIBOS DEL RUEDO","ML",7127.75,"$ 0,00","$ 647,98","$ 6.479,77","$ 0,00","$ 0,00"]
[15111,"Mantenimiento estruc metal cubierta Altura-Coliseo","KG",4967.95,"$ 508,39","$ 678,88","$ 1.919,68","$ 0,00","$ 1.861,01"]
[14533,"Mantenimiento Estruct. Madera(pelar,inmuniz,pintar","ML",44170.66,"$ 14.077,84","$ 4.019,18","$ 17.052,02","$ 9.021,62","$ 0,00"]
[13141,"Mantenimiento General de Lampara ***","UN",57160.97,"$ 29.379,63","$ 1.721,80","$ 24.196,07","$ 1.863,47","$ 0,00"]
[16205,"Mantenimiento General Tablero Red Normal(Subestac)","UN",729554.66,"$ 0,00","$ 34.740,70","$ 694.813,96","$ 0,00","$ 0,00"]
[12764,"Mantenimiento Lampara Fluoresc.2x48/2x32/2x96 **","UN",21334.01,"$ 0,00","$ 2.435,76","$ 18.238,87","$ 659,38","$ 0,00"]
[12767,"Mantenimiento Lampara Gradería Estadio***","UN",138408.04999999999,"$ 0,00","$ 26.501,21","$ 111.906,84","$ 0,00","$ 0,00"]
[12765,"Mantenimiento Lampara Reflect. cubierta H=18m. **","UN",174001.13,"$ 0,00","$ 28.824,69","$ 145.176,44","$ 0,00","$ 0,00"]
[10320,"Mantenimiento pañeles divisorios sede idrd **","ML",36942.78,"$ 125,08","$ 3.769,69","$ 28.444,60","$ 0,00","$ 4.603,41"]
[17431,"Mantenimiento para Arbolado","UN",80311.53,"$ 2.135,00","$ 1.732,96","$ 34.659,23","$ 41.784,34","$ 0,00"]
[17432,"Mantenimiento para Jardineria","UN",88697.34,"$ 2.135,00","$ 2.166,20","$ 43.324,04","$ 41.072,10","$ 0,00"]
[15477,"Mantenimiento persianas en fachada, incluye materi","UN",35362.769999999997,"$ 1.344,00","$ 1.619,94","$ 32.398,83","$ 0,00","$ 0,00"]
[10408,"Mantenimiento Piso polvo ladrillo **","M3",368685.68,"$ 284.192,41","$ 6.234,40","$ 78.258,87","$ 0,00","$ 0,00"]
[10409,"Mantenimiento PisoCarbonilla **","M3",188706.95,"$ 0,00","$ 12.591,02","$ 152.505,41","$ 23.610,52","$ 0,00"]
[15784,"MANTENIMIENTO PREVENTIVO UPS 160 K (Emerson)","UN",0,"$ 0,00","$ 0,00","$ 0,00","$ 0,00","$ 0,00"]
[13954,"Mantenimiento silla estadio CON espaldar","UN",1700.74,"$ 0,39","$ 97,83","$ 1.464,42","$ 14,33","$ 123,76"]
[13955,"Mantenimiento silla estadio SIN espaldar","UN",1424.22,"$ 0,39","$ 79,51","$ 1.226,35","$ 14,33","$ 103,63"]
[15460,"Mantenimiento silleteria auditorio, incluye desmo.","UN",0,"$ 0,00","$ 0,00","$ 0,00","$ 0,00","$ 0,00"]
[15475,"Mantenimiento silleteria auditorio, incluye desmo.","UN",0,"$ 0,00","$ 0,00","$ 0,00","$ 0,00","$ 0,00"]
[13169,"MANTENIMIENTO Y ARREGLO DE MOTOBOMBA 2.5HP.(ACCESO","UN",730003.74,"$ 366.912,18","$ 3.594,97","$ 359.496,59","$ 0,00","$ 0,00"]
[15464,"Mantenimiento y reparacion estruc.hidraul Balonct.","UN",0,"$ 0,00","$ 0,00","$ 0,00","$ 0,00","$ 0,00"]
[13901,"MantenimientoMallaEslabon.H=2.0:Pint+platina+templ","M2",26875.599999999999,"$ 9.402,03","$ 7.315,39","$ 5.857,86","$ 4.300,32","$ 0,00"]
[13264,"MantenimientoProyector 400 WIncKit y Bomb.Gran alt","UN",76603.240000000005,"$ 0,00","$ 3.647,77","$ 72.955,47","$ 0,00","$ 0,00"]
[13275,"MantenimientoProyector1000W+Kit +BombilloGranAltur","UN",69307.7,"$ 0,00","$ 3.300,37","$ 66.007,33","$ 0,00","$ 0,00"]
[13748,"MANTENIMINETO PUERTAS DOBLE HOJA, ACCESO TENDIDOS","UN",99841.18,"$ 0,00","$ 4.433,52","$ 88.670,49","$ 6.737,17","$ 0,00"]
[15546,"Mantent. de subestación B3 con transfor. 20 KVA","UN",0,"$ 0,00","$ 0,00","$ 0,00","$ 0,00","$ 0,00"]
[15544,"Mantent. de subestación B4 con transfor. 30 KVA","UN",0,"$ 0,00","$ 0,00","$ 0,00","$ 0,00","$ 0,00"]
[15545,"Mantent. de subestación B4 con transfor. 50 KVA","UN",0,"$ 0,00","$ 0,00","$ 0,00","$ 0,00","$ 0,00"]
[15543,"Mantent. de subestación B5 con transfor. 20 KVA","UN",0,"$ 0,00","$ 0,00","$ 0,00","$ 0,00","$ 0,00"]
[13759,"MANTN PUERTAS, CORRALES Y RUEDO, INCLY GRASA HERRJ","UN",74277.73,"$ 544,00","$ 3.350,72","$ 67.014,43","$ 3.368,58","$ 0,00"]
[13232,"MANTO EDIL CON FOIL DE ALUMINIO**","M2",39856.620000000003,"$ 26.861,14","$ 2.608,03","$ 10.387,45","$ 0,00","$ 0,00"]
[12278,"Manto Impermeab. morter plas AL-80**","M2",8194.75,"$ 0,00","$ 744,98","$ 7.449,77","$ 0,00","$ 0,00"]
[12649,"MANTOEDILFOIL DE ALUMINIO S/VIGA CANAL CONC.D=1m","ML",42601.79,"$ 26.681,09","$ 6.225,75","$ 9.694,95","$ 0,00","$ 0,00"]
[12663,"MANTOEDILFOIL DE ALUMINIO+PINT. BITUM.PLACACUBIERT","M2",37743.67,"$ 27.840,96","$ 900,25","$ 9.002,46","$ 0,00","$ 0,00"]
[10124,"Maquillaje superf concreto **","M2",15733.16,"$ 1.517,81","$ 3.874,11","$ 10.341,24","$ 0,00","$ 0,00"]
[17440,"Marcación de espacios en lámina galvanizada de 2mm","UN",7559.12,"$ 71,31","$ 356,56","$ 7.131,25","$ 0,00","$ 0,00"]
[18178,"Marcación de espacios en lámina galvanizada de 2mm","UN",11903.74,"$ 112,30","$ 561,50","$ 11.229,94","$ 0,00","$ 0,00"]
[17441,"Marcación de punto de información en lámina galvan","UN",41085.46,"$ 387,60","$ 1.937,99","$ 38.759,87","$ 0,00","$ 0,00"]
[18179,"Marcación de punto de información en lámina galvan","UN",42165.34,"$ 397,79","$ 1.988,93","$ 39.778,62","$ 0,00","$ 0,00"]
[17445,"Marcación urbana del nombre del parque en letras e","UN",1513431.59,"$ 14.277,66","$ 71.388,28","$ 1.427.765,65","$ 0,00","$ 0,00"]
[18181,"Marcacion urbana nombre parque en letras lamina HR","UN",216200.93,"$ 2.039,63","$ 10.198,16","$ 203.963,14","$ 0,00","$ 0,00"]
[13046,"Marco en lámina cal. 18 des. 32cm **","UN",167440.42000000001,"$ 66.967,77","$ 1.944,76","$ 97.237,79","$ 1.290,10","$ 0,00"]
[16035,"MARCO PARA  SEÑAL IDG-S (UMINISTRO + INSTALACIÓN)","UN",40541.56,"$ 24.974,80","$ 2.548,60","$ 5.850,96","$ 7.167,20","$ 0,00"]
[16036,"MARCO PARA  SEÑAL IDG-S(Desmonte+Suministro+Instal)","UN",53900.6,"$ 24.974,80","$ 4.896,49","$ 9.694,91","$ 14.334,40","$ 0,00"]
[16033,"MARCO PARA  SEÑAL SC (UMINISTRO + INSTALACIÓN)","UN",28553.759999999998,"$ 13.061,84","$ 2.541,79","$ 5.782,93","$ 7.167,20","$ 0,00"]
[16034,"MARCO PARA  SEÑAL SC(Desmonte+Suministro+Instalac)","UN",41987.64,"$ 13.061,84","$ 4.896,49","$ 9.694,91","$ 14.334,40","$ 0,00"]
[14548,"MARCO PUERTA .60x2.05 Des .25 Cal.18","UN",148217.45000000001,"$ 120.932,11","$ 0,00","$ 27.285,34","$ 0,00","$ 0,00"]
[14547,"MARCO PUERTA .70x2.05 Des .25 Cal.18","UN",150597.18,"$ 123.311,84","$ 0,00","$ 27.285,34","$ 0,00","$ 0,00"]
[599,"MARCO PUERTA .90x2.05 Des .20","UN",128090.67,"$ 105.509,70","$ 0,00","$ 22.580,97","$ 0,00","$ 0,00"]
[600,"MARCO PUERTA .90x2.05 Des .25 Cal.18","UN",157501.62,"$ 130.216,28","$ 0,00","$ 27.285,34","$ 0,00","$ 0,00"]
[601,"MARCO PUERTA .90x2.05 Des .33","UN",200693.72,"$ 164.940,51","$ 0,00","$ 35.753,21","$ 0,00","$ 0,00"]
[602,"MARCO PUERTA .90x2.05 Des .40","UN",245144.19,"$ 199.699,98","$ 2.164,01","$ 43.280,20","$ 0,00","$ 0,00"]
[603,"MARCO PUERTA .90x2.05 Des .50","UN",300850.88,"$ 247.221,07","$ 0,00","$ 53.629,81","$ 0,00","$ 0,00"]
[14549,"MARCO PUERTA 1.00x2.05 Des .25 Cal.18","UN",161687.34,"$ 134.402,00","$ 0,00","$ 27.285,34","$ 0,00","$ 0,00"]
[604,"MARCO PUERTA LAMINA .80","UN",159253.79,"$ 136.258,83","$ 0,00","$ 22.994,96","$ 0,00","$ 0,00"]
[605,"MARCO Y CONTRAM. CAJA DE INSPECC.","UN",168748.98,"$ 151.813,25","$ 0,00","$ 16.935,73","$ 0,00","$ 0,00"]
[13717,"Marco y contram.Ang.2x1/8\"+tapa en lám. alfaj 1/8\"","M2",323292.79999999999,"$ 131.611,83","$ 25.678,27","$ 148.658,08","$ 17.344,62","$ 0,00"]
[15174,"MarcoRefuerzFachadMamp(escarif+top122+dur30+plati","ML",107920.58,"$ 49.942,03","$ 11.752,48","$ 44.045,41","$ 995,34","$ 1.185,30"]
[10975,"MarcoyPuerta Lamina tabler + pint cal18cold rolled","UN",889078.58,"$ 477.521,89","$ 5.478,52","$ 131.753,28","$ 0,00","$ 274.324,90"]
[374,"MARMOL BOTTICCINO CLASICO","M2",45146.98,"$ 6.629,56","$ 0,00","$ 38.517,43","$ 0,00","$ 0,00"]
[337,"MARMOL BOTTICINO BEIGE PISO                  GRAN&","M2",82604.539999999994,"$ 29.087,11","$ 0,00","$ 38.517,43","$ 0,00","$ 15.000,00"]
[308,"MARMOL CAFE PINTO","M2",33057.21,"$ 6.658,48","$ 0,00","$ 26.398,74","$ 0,00","$ 0,00"]
[304,"MARMOL ITALIANO BOTTICINO CLASICO CUADREADO","M2",45175.9,"$ 6.658,48","$ 0,00","$ 38.517,43","$ 0,00","$ 0,00"]
[13428,"MARMOL NACIONAL 12X6X3 SAN GIL **","M2",50962.29,"$ 10.970,61","$ 1.904,37","$ 38.087,31","$ 0,00","$ 0,00"]
[13424,"MARMOL NACIONAL ROYAL **","M2",47485.45,"$ 7.493,77","$ 1.904,37","$ 38.087,31","$ 0,00","$ 0,00"]
[376,"MARMOL NEGRO CARACOL (PLACAS)            GRAN&MARM","M2",45146.98,"$ 6.629,56","$ 0,00","$ 38.517,43","$ 0,00","$ 0,00"]
[305,"MARMOL NEGRO SanGil 30x15 ALFA","M2",45175.9,"$ 6.658,48","$ 0,00","$ 38.517,43","$ 0,00","$ 0,00"]
[375,"MARMOL NEGRO SAnGIL 30x15 ALFA","M2",45146.98,"$ 6.629,56","$ 0,00","$ 38.517,43","$ 0,00","$ 0,00"]
[13444,"MARMOL ROYAL DORADO (O BRONCE) 10mm ANTICADO **","M2",125437.07,"$ 47.315,42","$ 7.078,16","$ 70.781,62","$ 261,87","$ 0,00"]
[13443,"MARMOL ROYAL DORADO (O BRONCE) 10mm PULIDO **","M2",161447.51,"$ 49.107,72","$ 10.188,90","$ 101.889,02","$ 261,87","$ 0,00"]
[13435,"MARMOL ROYAL VERDE ANTICADO(JP-15X2) **","M2",124357.12,"$ 46.497,34","$ 7.078,16","$ 70.781,62","$ 0,00","$ 0,00"]
[13815,"MARMOL ROYAL VERDE ANTICADO(JP-30X1) **","M2",124618.99,"$ 46.497,34","$ 7.078,16","$ 70.781,62","$ 261,87","$ 0,00"]
[13433,"MARMOL ROYAL VERDE PULIDO, BRILLA Y SELLAD.JP-15X2","M2",161447.51,"$ 49.107,72","$ 10.188,90","$ 101.889,02","$ 261,87","$ 0,00"]
[13816,"MARMOL ROYAL VERDE PULIDO, BRILLA Y SELLAD.JP-30X1","M2",161447.51,"$ 49.107,72","$ 10.188,90","$ 101.889,02","$ 261,87","$ 0,00"]
[307,"MARMOL TRAV PERUANO 305x305","M2",45175.9,"$ 6.658,48","$ 0,00","$ 38.517,43","$ 0,00","$ 0,00"]
[306,"MARMOL TRAVERT.VILLA DE LEIVA A MEDIDA GRAN & MARM","M2",45175.9,"$ 6.658,48","$ 0,00","$ 38.517,43","$ 0,00","$ 0,00"]
[640,"MARMOLINA SOBRE PAÑETE","M2",28807.93,"$ 20.041,93","$ 0,00","$ 8.766,00","$ 0,00","$ 0,00"]
[13155,"MARQUESINA ANGULO+PLATINA+VIDRIO LAMIN.TRANS. PEAT","UN",96496.92,"$ 92.733,42","$ 0,00","$ 3.763,50","$ 0,00","$ 0,00"]
[13227,"MARQUESINA DE CUBIERTA PERFIL U+POLICARBONATO","M2",134669.19,"$ 80.774,67","$ 6.484,68","$ 47.409,84","$ 0,00","$ 0,00"]
[606,"MARQUESINAS LAMINA","M2",96496.92,"$ 92.733,42","$ 0,00","$ 3.763,50","$ 0,00","$ 0,00"]
[12822,"MARQUESINAS LAMINA POLICARBONATO ALVEOLAR","M2",361340.39,"$ 229.233,41","$ 21.012,86","$ 111.094,12","$ 0,00","$ 0,00"]
[18908,"MARQUILLADO Y CERTIFICACION DE PUNTOS DE VOZ Y DAT","UN",17808.990000000002,"$ 0,00","$ 8,92","$ 1.783,73","$ 9,14","$ 16.007,20"]
[16604,"Martillo para Banca de Abdominales(Sum+InstTransp)","UN",68055.350000000006,"$ 13.885,80","$ 3.958,63","$ 38.578,10","$ 11.632,83","$ 0,00"]
[11789,"MATERA EN CONCRETO+ REFUERZO **","M3",555158.76,"$ 411.174,59","$ 15.916,27","$ 128.067,90","$ 0,00","$ 0,00"]
[249,"MEDALLONES EN YESO","ML",16947.599999999999,"$ 0,00","$ 0,00","$ 16.947,60","$ 0,00","$ 0,00"]
[14733,"MEDIA ALFARDA L=2,5 M  (SUM + INST)","UN",54313.37,"$ 44.651,87","$ 2.858,05","$ 6.803,45","$ 0,00","$ 0,00"]
[14889,"MEDIA ALFARDA L=2,5 M(DESM+SUM+INST)","UN",68398.64,"$ 44.651,87","$ 5.905,46","$ 11.906,03","$ 5.935,28","$ 0,00"]
[15383,"MEDIA ALFARDA L=2.5m(DES.+SUM+INST)","UN",68398.64,"$ 44.651,87","$ 5.905,46","$ 11.906,03","$ 5.935,28","$ 0,00"]
[10540,"MEDIA CAÑA EN CONCRETO CON ACABADO EN PINTURA SINTETICA ","ML",74896.289999999994,"$ 60.595,98","$ 94,88","$ 14.205,43","$ 0,00","$ 0,00"]
[12635,"MEDIA CAÑA EN GRANITO PULIDO D=27CM","ML",40272.559999999998,"$ 15.209,92","$ 1.471,00","$ 23.591,63","$ 0,00","$ 0,00"]
[14417,"MEDIA CAÑA EN MORTERO 1:4 e=0.05M;H=0.10M","ML",15456.69,"$ 6.323,94","$ 173,45","$ 8.672,62","$ 286,69","$ 0,00"]
[18758,"Media caña en mortero 10 cm  acabado pintura epoxi","ML",16831.34,"$ 6.422,59","$ 256,93","$ 9.865,15","$ 286,69","$ 0,00"]
[18753,"Media caña en mortero 10 cm  acabado vinilo liston","ML",28518.27,"$ 11.713,39","$ 857,02","$ 15.947,86","$ 0,00","$ 0,00"]
[18755,"Media caña en mortero 10 cmAcavadoViniloVerdeLimon","ML",28518.27,"$ 11.713,39","$ 857,02","$ 15.947,86","$ 0,00","$ 0,00"]
[18757,"Media caña en mortero 10 cmSPIRIT-CLARO","ML",36068.269999999997,"$ 19.263,39","$ 857,02","$ 15.947,86","$ 0,00","$ 0,00"]
[14984,"Mediacaña en granito perlato 1 1/2 pulido","ML",49639.98,"$ 20.225,70","$ 1.427,73","$ 27.699,86","$ 286,69","$ 0,00"]
[11502,"Mediacaña en mortero 1:4 h=0.10 arena de Peña**","ML",6700.49,"$ 1.127,79","$ 162,31","$ 5.410,39","$ 0,00","$ 0,00"]
[10646,"Mediacaña en mortero imperm 1:3 h=0.10 **","ML",7941.53,"$ 2.369,03","$ 162,31","$ 5.410,19","$ 0,00","$ 0,00"]
[11191,"Mediacaña en mortero reparac h=0.05 m **","ML",48199.99,"$ 11.141,01","$ 1.079,39","$ 35.979,59","$ 0,00","$ 0,00"]
[11190,"Mediacaña en mortero reparac h=0.10 **","ML",50118.3,"$ 11.812,71","$ 1.115,70","$ 37.189,89","$ 0,00","$ 0,00"]
[10504,"Mediacaña granito fundido in situ h=0.10 **","ML",58429.86,"$ 12.984,77","$ 2.164,05","$ 43.281,04","$ 0,00","$ 0,00"]
[11682,"MEDIACAÑA GRANITO PREFAB. (Sum. e inst.)","ML",43575.67,"$ 36.268,10","$ 347,98","$ 6.959,59","$ 0,00","$ 0,00"]
[11141,"Mediacaña Gravilla lavada fundida in situ h=0.10 *","ML",18926,"$ 12.444,01","$ 188,80","$ 6.293,19","$ 0,00","$ 0,00"]
[12279,"Mediacaña mortero Imperm.Arena Pozo**","ML",8773.91,"$ 2.726,68","$ 176,13","$ 5.871,10","$ 0,00","$ 0,00"]
[18759,"MediaCaña- mortero10cmAcavadoViniloCipresMarbGris","ML",28518.27,"$ 11.713,39","$ 857,02","$ 15.947,86","$ 0,00","$ 0,00"]
[15007,"Medición Sist. Tierra Apantalllamiento y Malla tie","UN",171695.47,"$ 0,00","$ 28.615,91","$ 143.079,56","$ 0,00","$ 0,00"]
[18846,"MEDIDOR AGUA 1\"","UN",58789.19,"$ 14.721,53","$ 2.098,46","$ 41.969,20","$ 0,00","$ 0,00"]
[11104,"Medidor agua 1\"   **","UN",51480.37,"$ 0,00","$ 1.499,43","$ 49.980,94","$ 0,00","$ 0,00"]
[18850,"MEDIDOR AGUA 1/2\"","UN",58761.68,"$ 14.694,02","$ 2.098,46","$ 41.969,20","$ 0,00","$ 0,00"]
[11103,"Medidor agua 3/4 \"+Válvula Antifraude   **","UN",355256.78,"$ 312.028,50","$ 1.259,08","$ 41.969,20","$ 0,00","$ 0,00"]
[18849,"MEDIDOR AGUA 3/4\"","UN",347860.64,"$ 303.792,98","$ 2.098,46","$ 41.969,20","$ 0,00","$ 0,00"]
[14532,"MEDIDOR DE ENERGIA+CAJA+TOTALIZADOR  (SUM+INSTAL.)","UN",371726.82,"$ 97.665,00","$ 5.285,31","$ 264.265,70","$ 4.510,81","$ 0,00"]
[16750,"Medidor Electronico (3x220/380V)-Calse -1","UN",43975.22,"$ 1.452,60","$ 833,78","$ 41.688,84","$ 0,00","$ 0,00"]
[16749,"Medidor Electronico 10-100 Amp-Calse -1","UN",250454.23,"$ 207.931,61","$ 833,78","$ 41.688,84","$ 0,00","$ 0,00"]
[3929,"MEDIDOR GAS 2.5","UN",38306.29,"$ 218,98","$ 0,00","$ 38.087,31","$ 0,00","$ 0,00"]
[18844,"MEDIDOR TOTALIZADOR 2","UN",59486.28,"$ 14.041,50","$ 2.164,04","$ 43.280,74","$ 0,00","$ 0,00"]
[10891,"MEDIDORES AGUA  2\"","UN",4154710.8,"$ 3.010.660,00","$ 0,00","$ 0,00","$ 0,00","$ 1.144.050,80"]
[11696,"Mejoramiento con cal suelo expansivo Tingua**","M2",3245.72,"$ 584,51","$ 150,63","$ 2.510,58","$ 0,00","$ 0,00"]
[16641,"Mejoramiento Suelo Con Demolic. de Concreto","M3",104637.83,"$ 11.045,20","$ 6.487,31","$ 71.436,19","$ 15.669,13","$ 0,00"]
[11805,"MejoramientoTerreno ExistenteBarreno2.0mØ2\"+cal1.8","ML",19244.61,"$ 2.349,37","$ 527,27","$ 10.545,34","$ 474,82","$ 5.347,81"]
[15875,"Membrana Butyl - Retiro+suministro e instalacion ","UN",984727.28,"$ 785.549,00","$ 6.924,97","$ 138.499,31","$ 53.754,00","$ 0,00"]
[16867,"MENSULA CARCAMO PISCINAS Long 4000 Psi F'C 28 MPA","ML",341467.01,"$ 207.278,06","$ 49.986,53","$ 84.202,42","$ 0,00","$ 0,00"]
[16868,"MENSULA CARCAMO PISCINAS Transv4000 Psi F'C 28 MPA","ML",380650.04,"$ 244.707,57","$ 57.733,94","$ 78.208,53","$ 0,00","$ 0,00"]
[16988,"MENSULA CONCRE VISTO .2x.3x.5 -F'C 35 MPA 5000 Psi","UN",90889.97,"$ 1.897,95","$ 3.667,50","$ 85.324,52","$ 0,00","$ 0,00"]
[14477,"MENSULAS Y RIOSTRAS EN CONCRETO de 3000psi","M3",551634.63,"$ 418.871,95","$ 11.770,59","$ 55.110,54","$ 65.881,55","$ 0,00"]
[16682,"MESA DE AJEDREZ (Sumin +transp)","UN",117839.36,"$ 45.459,28","$ 1.793,00","$ 61.782,08","$ 8.805,00","$ 0,00"]
[15796,"Mesa de ajedrez con dos sillas en fibra de vidrio","UN",1324199.54,"$ 1.089.928,31","$ 17.774,26","$ 140.525,45","$ 75.971,52","$ 0,00"]
[15838,"MESA DE AJEDREZ EN CONCRETO - Tabora -Construccion","UN",1329595.17,"$ 485.515,92","$ 260.141,34","$ 442.468,79","$ 141.469,13","$ 0,00"]
[15823,"MESA DE AJEDREZ EN POLIESTER REFORZ. (Sumin+Insta)","UN",5287249.99,"$ 4.848.918,52","$ 23.647,57","$ 305.644,33","$ 109.039,51","$ 0,00"]
[13180,"Mesa de centro en fórmica **","UN",0,"$ 0,00","$ 0,00","$ 0,00","$ 0,00","$ 0,00"]
[15795,"Mesa de ping pong en fibra de vidrio de 2.74X1.52m","UN",3773148.71,"$ 3.417.493,24","$ 20.571,65","$ 192.637,22","$ 142.446,60","$ 0,00"]
[15825,"MESA DE PING-PONG EN POLIESTER REFORZ. (Sumin+Ins","UN",12830078.99,"$ 12.391.747,52","$ 23.647,57","$ 305.644,33","$ 109.039,51","$ 0,00"]
[18553,"Mesa deTrabajo M-701(100x69x87cm","UN",6179.6,"$ 65,83","$ 119,88","$ 5.993,89","$ 0,00","$ 0,00"]
[18555,"Mesa deTrabajo M-704(200x69x87cm)","UN",6179.6,"$ 65,83","$ 119,88","$ 5.993,89","$ 0,00","$ 0,00"]
[18551,"Mesa deTrabajoEsquinDobleSalpicad M-702(69x69x87cm","UN",6179.6,"$ 65,83","$ 119,88","$ 5.993,89","$ 0,00","$ 0,00"]
[14041,"MESA EN CONCRETO PARA PARQUE + DADO CONC.3000PSI","UN",99439.18,"$ 19.240,99","$ 3.625,19","$ 71.384,97","$ 5.188,02","$ 0,00"]
[12596,"MESA PARA SALA DE REUNIÓN1.80XA 0.90Tablex","UN",0,"$ 0,00","$ 0,00","$ 0,00","$ 0,00","$ 0,00"]
[14302,"Mesa Plástica (suministro)","UN",0,"$ 0,00","$ 0,00","$ 0,00","$ 0,00","$ 0,00"]
[18160,"Meson atencion concreto 21 MPA a:0.58 m E:0.15","ML",127390.9,"$ 88.950,38","$ 2.411,70","$ 33.641,89","$ 2.386,93","$ 0,00"]
[10493,"Meson concreto + mamposter apoyo **","M2",440651.52000000002,"$ 243.322,32","$ 17.171,77","$ 176.558,61","$ 3.598,81","$ 0,00"]
[17434,"MESON DE LAVAMANOS ADULTOS - A: 0.60 M. DE QUASAR","ML",33972.910000000003,"$ 333,32","$ 1.624,72","$ 32.014,88","$ 0,00","$ 0,00"]
[17430,"MESON DE LAVAMANOS NIÑOS - A: 0.50 M. DE QUASAR O","ML",33972.910000000003,"$ 333,32","$ 1.624,72","$ 32.014,88","$ 0,00","$ 0,00"]
[10120,"MESON DE LAVAPINCELES - A: 0.50 M. DE QUASAR O EQU","M2",33972.910000000003,"$ 333,32","$ 1.624,72","$ 32.014,88","$ 0,00","$ 0,00"]
[17435,"MESON DE LAVAPINCELES - A: 0.60 M. DE QUASAR O EQU","ML",32902.480000000003,"$ 308,16","$ 1.540,81","$ 30.816,10","$ 237,41","$ 0,00"]
[11790,"MESON EN CONCRETO h=1.0m e=0.10m+Granito pulido","M2",221874.92,"$ 122.835,25","$ 6.929,06","$ 86.937,27","$ 5.173,35","$ 0,00"]
[12656,"MESON EN CONCRETO REFORZ.a=0.60M e=0.10M","ML",132030.98000000001,"$ 76.132,16","$ 2.661,85","$ 53.236,97","$ 0,00","$ 0,00"]
[14905,"MESON EN CONCRETO SIN REFUERZ.a=0.65M e=0.10M+MURO","ML",145449.42000000001,"$ 86.592,89","$ 1.101,82","$ 55.090,96","$ 2.663,75","$ 0,00"]
[10942,"Meson en granito natural  a= 55 cm***","M2",604217.04,"$ 532.722,42","$ 3.275,63","$ 65.512,52","$ 2.706,48","$ 0,00"]
[12284,"Mesón en marmol negro san gil **","M2",0,"$ 0,00","$ 0,00","$ 0,00","$ 0,00","$ 0,00"]
[14558,"Mesón Granito Negro San Gabriel a=0.60 Col Gim Sur","ML",137395.73000000001,"$ 24.959,27","$ 6.584,22","$ 103.014,01","$ 2.838,23","$ 0,00"]
[14766,"Mesón GranitoNeg. SanGabriel +frontal a=0,30+sopor","ML",108198.42,"$ 47.694,86","$ 2.856,55","$ 57.130,97","$ 516,04","$ 0,00"]
[13160,"MESON NEGRO GRANITO NEGRO SAN GABRIEL **","UN",1800000,"$ 1.800.000,00","$ 0,00","$ 0,00","$ 0,00","$ 0,00"]
[18159,"MesonAtenciónConcretoA=0.8m","ML",160541.34,"$ 119.633,85","$ 2.505,86","$ 35.111,11","$ 3.290,52","$ 0,00"]
[149,"MESONES EN CONCRETO SIN MACHON","M2",130137.46,"$ 81.345,57","$ 2.205,85","$ 44.116,97","$ 2.469,07","$ 0,00"]
[14000,"MEZCLA CENIZA+RECEBO+CEMENTO 3%+EQUIPO","M3",70530.12,"$ 31.570,61","$ 8.898,89","$ 2.805,12","$ 27.255,50","$ 0,00"]
[17406,"MEZCLADOR PARA DUCHAS INSTITUCIONAL EN CAMERINOS R","UN",532713.31000000006,"$ 469.090,19","$ 3.029,67","$ 60.593,45","$ 0,00","$ 0,00"]
[18469,"Mezclador Peavy PV6-BT","UN",0,"$ 0,00","$ 0,00","$ 0,00","$ 0,00","$ 0,00"]
[17060,"Minibreaker de 3x50A Icc 10KA, 440V. Incluye caja","UN",89638.89,"$ 13.073,01","$ 2.230,07","$ 74.335,81","$ 0,00","$ 0,00"]
[12446,"Minicargador  tipo bobcat + ayudante **","HR",71582.100000000006,"$ 0,00","$ 64.277,10","$ 7.305,00","$ 0,00","$ 0,00"]
[15413,"MIRADOR PANTALLAS CONCRETO+VIGAS+PERF+LÁMINA","UN",13748160.130000001,"$ 8.645.222,09","$ 734.812,83","$ 3.920.176,13","$ 447.949,21","$ 0,00"]
[16235,"MóaduloPers.Discapac.Multifunc.IDRD+Deck+Est.Acero","UN",40260180.359999999,"$ 39.183.280,68","$ 36.102,62","$ 985.432,24","$ 55.365,31","$ 0,00"]
[14632,"MODULO 3A (SUM + INST)","UN",7167945.8799999999,"$ 6.488.338,81","$ 18.296,72","$ 292.406,91","$ 368.903,45","$ 0,00"]
[14799,"MODULO 3A(DESM+SUM+INST)","UN",7623069.9400000004,"$ 6.513.525,14","$ 70.776,37","$ 430.958,30","$ 607.810,14","$ 0,00"]
[16114,"Modulo Abdomen Aéreo y Paralela-Gim Aire(Instalac)","UN",251336.68,"$ 185.122,35","$ 364,05","$ 30.594,73","$ 35.255,53","$ 0,00"]
[9046,"MODULO ACRILICO + RIEL+ ESTR. Fontanar**","M2",0,"$ 0,00","$ 0,00","$ 0,00","$ 0,00","$ 0,00"]
[11797,"MODULO ACRILICO PARA LABERINTO+RIEL+ESTRUCT.**","ML",98517.759999999995,"$ 25.581,21","$ 1.430,13","$ 71.506,42","$ 0,00","$ 0,00"]
[19225,"Modulo aislador de fallas sist incend CDRC Cometas","UN",621614.6,"$ 566.898,00","$ 2.605,55","$ 52.111,05","$ 0,00","$ 0,00"]
[15802,"Modulo Balancin Cintura (DobSwing-Surf) (Inst)","UN",235198.21,"$ 116.078,51","$ 4.934,44","$ 94.468,28","$ 19.716,98","$ 0,00"]
[14771,"MODULO BALANCÍN CINTURA (PENDULO) SUM+INST","UN",1938438.1,"$ 1.834.418,30","$ 5.153,34","$ 70.473,99","$ 28.392,46","$ 0,00"]
[16066,"Modulo BancaAbd.CronchGimn.aire libre(Sumi+Instal)","UN",2932844.29,"$ 2.860.714,34","$ 395,85","$ 33.344,74","$ 38.389,36","$ 0,00"]
[16104,"Modulo BancaAbd.CronchGimnasio.aire libre(Instal)","UN",273392.28999999998,"$ 201.262,34","$ 395,85","$ 33.344,74","$ 38.389,36","$ 0,00"]
[15220,"Modulo Banco Abdominal Libre","UN",0,"$ 0,00","$ 0,00","$ 0,00","$ 0,00","$ 0,00"]
[16113,"Modulo Barra Fijas Dominadas100 lbs-Gim(Instalac)","UN",251336.68,"$ 185.122,35","$ 364,05","$ 30.594,73","$ 35.255,53","$ 0,00"]
[15210,"Modulo Barras Paralalelas","UN",265348,"$ 265.348,00","$ 0,00","$ 0,00","$ 0,00","$ 0,00"]
[14773,"MODULO BARRAS PARALELAS  (SUM + INST)","UN",2396233.2200000002,"$ 2.239.293,42","$ 7.960,22","$ 125.137,48","$ 23.842,14","$ 0,00"]
[15821,"MODULO BARRAS PARALELAS S (SUMIN+INSTAL)","UN",529370.1,"$ 425.350,30","$ 5.153,34","$ 70.473,99","$ 28.392,46","$ 0,00"]
[16565,"Modulo Bicicleta Estática-Carga Disposit. Moviles","UN",11293939.550000001,"$ 11.226.223,43","$ 371,60","$ 31.305,54","$ 36.038,99","$ 0,00"]
[16106,"Modulo Bicicleta Recumbent Gim. Aire(Instalción)","UN",256649.55,"$ 188.933,43","$ 371,60","$ 31.305,54","$ 36.038,99","$ 0,00"]
[16068,"Modulo Bicicleta Recumbent Gim. Aire(Sumin+Inst)","UN",5492884.5499999998,"$ 5.425.168,43","$ 371,60","$ 31.305,54","$ 36.038,99","$ 0,00"]
[16564,"Modulo Bicicleta Recumbent-Carga Disposit. Moviles","UN",10554599.560000001,"$ 10.486.883,44","$ 371,60","$ 31.305,54","$ 36.038,99","$ 0,00"]
[16680,"Modulo Caballo (Pectoral sentado o Biopectorales)","UN",148963.18,"$ 81.231,91","$ 1.428,32","$ 52.501,06","$ 13.801,89","$ 0,00"]
[15801,"Modulo Caballo Bicicleta Estatica (Inst)","UN",166374.43,"$ 69.660,27","$ 3.719,15","$ 81.164,82","$ 11.830,19","$ 0,00"]
[15209,"Modulo Caballo Bicicleta Estatica (sum)","UN",1938945,"$ 1.938.945,00","$ 0,00","$ 0,00","$ 0,00","$ 0,00"]
[15814,"MODULO CABALLO BICICLETA ESTATICA (Suminis+Insta)","UN",2090147.91,"$ 2.008.572,35","$ 3.220,03","$ 66.525,33","$ 11.830,19","$ 0,00"]
[16065,"Modulo Calentador pierna Sissy al aire(Sumin+Inst)","UN",1399385.92,"$ 1.351.460,99","$ 262,74","$ 22.198,55","$ 25.463,63","$ 0,00"]
[16103,"Modulo Calentador pierna Sissy Gimnasio aire(Inst)","UN",181537.92000000001,"$ 133.612,99","$ 262,74","$ 22.198,55","$ 25.463,63","$ 0,00"]
[15818,"MODULO CAMINADOR AEREO  (Suminis.+Instal))","UN",2429558.61,"$ 2.324.788,47","$ 4.176,95","$ 84.819,60","$ 15.773,58","$ 0,00"]
[10611,"Modulo Civico \"Cubierta\" sin imagen **","UN",134570.89000000001,"$ 76.855,73","$ 4.359,55","$ 41.209,90","$ 0,00","$ 12.145,71"]
[10612,"Modulo Civico \"meson\" sin imagen **","UN",598245.62,"$ 482.936,28","$ 11.312,63","$ 49.714,21","$ 0,00","$ 54.282,50"]
[10610,"Modulo Civico \"Panel publicitario\" sin imagen **","UN",565349.79,"$ 468.472,91","$ 4.359,55","$ 41.209,90","$ 0,00","$ 51.307,43"]
[10609,"Modulo Civico \"Panel trasero\" sin imagen **","UN",73940.429999999993,"$ 21.737,13","$ 4.359,55","$ 41.209,90","$ 0,00","$ 6.633,85"]
[11304,"Modulo Complemento para Baranda M-80(0,80x0,85m)**","UN",241764.13,"$ 82.893,92","$ 4.264,30","$ 134.674,79","$ 8.546,80","$ 11.384,32"]
[17727,"Modulo control audio evacuacion GSA-CR (SUMI INST)","UN",33333.699999999997,"$ 0,00","$ 330,04","$ 33.003,66","$ 0,00","$ 0,00"]
[17724,"Modulo control de acceso GSA-CR (SUMI INST)","UN",193524.71,"$ 160.191,01","$ 330,04","$ 33.003,66","$ 0,00","$ 0,00"]
[18970,"Modulo control detección de incendios CDRC Cometas","UN",1333069.1599999999,"$ 1.287.472,00","$ 2.171,29","$ 43.425,87","$ 0,00","$ 0,00"]
[17764,"Modulo de comunicaciones IP y 4G (SUMI INST)","UN",10849.52,"$ 0,00","$ 427,31","$ 10.422,21","$ 0,00","$ 0,00"]
[18464,"MODULO DE CONTROL","UN",42737.83,"$ 0,00","$ 11.280,13","$ 31.457,70","$ 0,00","$ 0,00"]
[15709,"MODULO DE MADRA ACUSADO (suministro+instalacion)","UN",1635600,"$ 1.635.600,00","$ 0,00","$ 0,00","$ 0,00","$ 0,00"]
[17708,"Módulo direccionable 2 lazos UL (SUMI INST)","UN",64409.26,"$ 0,00","$ 1.876,00","$ 62.533,26","$ 0,00","$ 0,00"]
[15820,"MODULO DORSAL PECTORAL (Suminist+Insta) Brazos al","UN",3369778.92,"$ 3.288.203,36","$ 3.220,03","$ 66.525,33","$ 11.830,19","$ 0,00"]
[15813,"MODULO ELIPTICA     (Suminis+Insta)","UN",2557921.61,"$ 2.453.151,47","$ 4.176,95","$ 84.819,60","$ 15.773,58","$ 0,00"]
[16109,"Modulo Escalador  Gimn. al aire libre(Instalación)","UN",401923.4,"$ 295.988,34","$ 582,11","$ 48.944,08","$ 56.408,85","$ 0,00"]
[16071,"Modulo Escalador  Gimn. al aire libre(Sum+Inst)","UN",6655601.4000000004,"$ 6.549.666,34","$ 582,11","$ 48.944,08","$ 56.408,85","$ 0,00"]
[15218,"Modulo Espalda Brazos Altos","UN",3020010,"$ 3.020.010,00","$ 0,00","$ 0,00","$ 0,00","$ 0,00"]
[15816,"MODULO ESPALDA BRAZOS ALTOS (Suminist+Insta)","UN",3171212.91,"$ 3.089.637,35","$ 3.220,03","$ 66.525,33","$ 11.830,19","$ 0,00"]
[15215,"Modulo Espalda-Doble Pect-Doble","UN",3218576.01,"$ 3.218.576,01","$ 0,00","$ 0,00","$ 0,00","$ 0,00"]
[15918,"Modulo FlexionesTriceps Senc.Gim-Aire Libre(2dados","UN",236444.47,"$ 137.770,63","$ 3.583,05","$ 71.041,05","$ 24.049,74","$ 0,00"]
[14775,"MODULO GIRO DE CADERA, TWISTER  (SUM + INSTAL)","UN",2646898.3199999998,"$ 2.548.071,30","$ 5.577,25","$ 64.857,30","$ 28.392,46","$ 0,00"]
[16102,"Modulo Jinete - Gimnasio al aire libre(Instalación","UN",181537.92000000001,"$ 133.612,99","$ 262,74","$ 22.198,55","$ 25.463,63","$ 0,00"]
[16064,"Modulo Jinete - Gimnasio al aire libre(Sumin+Inst)","UN",4600734.93,"$ 4.552.810,00","$ 262,74","$ 22.198,55","$ 25.463,63","$ 0,00"]
[16679,"MÓDULO JOTA (Estiramiento de pierna)","UN",148963.18,"$ 81.231,91","$ 1.428,32","$ 52.501,06","$ 13.801,89","$ 0,00"]
[14620,"MODULO M - 3 (SUM + INST)","UN",9390718.6199999992,"$ 8.527.958,40","$ 25.015,43","$ 385.932,67","$ 451.812,12","$ 0,00"]
[14619,"MODULO M - 5 COLUMPIO (SUM + INST)","UN",2295534.9300000002,"$ 1.946.028,60","$ 10.398,04","$ 192.846,74","$ 146.261,56","$ 0,00"]
[14788,"MODULO M-3(DESM+SUM+INST)","UN",9841946.4700000007,"$ 8.543.419,03","$ 79.854,69","$ 528.381,28","$ 690.291,47","$ 0,00"]
[14787,"MODULO M-5 COLUMPIO(DESM+SUM+INST)","UN",2525945.91,"$ 1.946.028,60","$ 34.573,25","$ 320.736,88","$ 224.607,19","$ 0,00"]
[15708,"MODULO MADERA ESTRADO (suministro+instalacion)","UN",3132000,"$ 3.132.000,00","$ 0,00","$ 0,00","$ 0,00","$ 0,00"]
[15713,"MODULO MADERA ESTRADO (suministro+instalacion)","UN",1330000,"$ 1.330.000,00","$ 0,00","$ 0,00","$ 0,00","$ 0,00"]
[15707,"MODULO MADERA JUEZ (Secret,Testigo)SUMIN+INSTA","UN",0,"$ 0,00","$ 0,00","$ 0,00","$ 0,00","$ 0,00"]
[15214,"Modulo Masajeador de Espalda","UN",2828143.5,"$ 2.776.818,67","$ 1.044,18","$ 30.405,92","$ 19.874,71","$ 0,00"]
[18463,"MODULO MONITOR","UN",42737.83,"$ 0,00","$ 11.280,13","$ 31.457,70","$ 0,00","$ 0,00"]
[19245,"Módulo MonitorSistema Detección de IncendiosCOMETA","UN",219763.16,"$ 174.166,00","$ 2.171,29","$ 43.425,87","$ 0,00","$ 0,00"]
[15211,"Modulo movimiento de Cadera","UN",0,"$ 0,00","$ 0,00","$ 0,00","$ 0,00","$ 0,00"]
[16108,"Modulo Multifuncional A-4 Gim aire libre(Instalac)","UN",474102.94,"$ 349.256,52","$ 686,91","$ 57.565,72","$ 66.593,79","$ 0,00"]
[16070,"Modulo Multifuncional A-4 Gim aire libre(Sum+Inst)","UN",16814854.940000001,"$ 16.690.008,52","$ 686,91","$ 57.565,72","$ 66.593,79","$ 0,00"]
[15525,"MODULO PIERNA PRENSA HORIZONTAL (SUM + INST) Guiro","UN",2699440.61,"$ 2.594.670,47","$ 4.176,95","$ 84.819,60","$ 15.773,58","$ 0,00"]
[16105,"Modulo Remo  Gimnasio al aire libre(Instalación)","UN",256649.55,"$ 188.933,43","$ 371,60","$ 31.305,54","$ 36.038,99","$ 0,00"]
[16067,"Modulo Remo  Gimnasio al aire libre(Sumi+Instal)","UN",5492884.5499999998,"$ 5.425.168,43","$ 371,60","$ 31.305,54","$ 36.038,99","$ 0,00"]
[15213,"Modulo ruedad de brazo","UN",0,"$ 0,00","$ 0,00","$ 0,00","$ 0,00","$ 0,00"]
[16107,"Modulo Sky - Gimnasio Aire libre(Instalación)","UN",195428.65,"$ 143.970,96","$ 283,13","$ 23.753,58","$ 27.420,97","$ 0,00"]
[16069,"Modulo Sky - Gimnasio Aire libre(Sumin+Inst)","UN",5431663.6500000004,"$ 5.380.205,96","$ 283,13","$ 23.753,58","$ 27.420,97","$ 0,00"]
[16111,"Modulo T Pecho100 lbs Gimn aire libre(Instalación)","UN",139670.60999999999,"$ 102.843,13","$ 202,25","$ 17.038,82","$ 19.586,41","$ 0,00"]
[16112,"Modulo T Sentadilla100 lbsGimn aire libre(Instalac","UN",139670.60999999999,"$ 102.843,13","$ 202,25","$ 17.038,82","$ 19.586,41","$ 0,00"]
[14776,"MODULO TIMON VOLANTES (Sumi+Insta) Giro manos","UN",2228005.7999999998,"$ 2.139.045,59","$ 5.240,58","$ 64.002,64","$ 19.716,98","$ 0,00"]
[15685,"Modulo tomacorrientes varios+acometida+caja met+ac","UN",314217.56,"$ 187.175,88","$ 6.022,30","$ 120.446,00","$ 573,38","$ 0,00"]
[16681,"Modulo Tubo o Baul","UN",148963.18,"$ 81.231,91","$ 1.428,32","$ 52.501,06","$ 13.801,89","$ 0,00"]
[16076,"ModuloAbdomAéreo yParalel-GimAire(Incluido en F-7)","UN",3694199.69,"$ 3.627.985,36","$ 364,05","$ 30.594,73","$ 35.255,53","$ 0,00"]
[16075,"ModuloBarraFijasDominada100 lbs-Gim(Incluido enM-7","UN",3694210.68,"$ 3.627.996,35","$ 364,05","$ 30.594,73","$ 35.255,53","$ 0,00"]
[16110,"ModuloFlexionesTricepsSencGimn.aire libre(Instalac","UN",139670.60999999999,"$ 102.843,13","$ 202,25","$ 17.038,82","$ 19.586,41","$ 0,00"]
[16072,"ModuloFlexionesTricepsSencGimn.aire libre(Sum+Inst","UN",1775801.61,"$ 1.738.974,13","$ 202,25","$ 17.038,82","$ 19.586,41","$ 0,00"]
[17705,"ModuloMaderaPiscinasM10(0.40x0.33)S/Descripc","UN",1802.91,"$ 17,01","$ 85,04","$ 1.700,86","$ 0,00","$ 0,00"]
[16568,"MóduloMultifuncional-DiscapReducida(4)Us-SillaRued","UN",17469096.300000001,"$ 17.373.362,43","$ 574,34","$ 35.034,48","$ 60.125,05","$ 0,00"]
[16239,"MóduloPers.Discapc.Multif.IDRD(7x7)+PisoDeck Plast","UN",17570503.489999998,"$ 17.341.016,18","$ 8.871,85","$ 165.250,15","$ 55.365,31","$ 0,00"]
[15216,"ModuloPiernas Prensa Horizontal-Flexion (Sum)","UN",2501834,"$ 2.501.834,00","$ 0,00","$ 0,00","$ 0,00","$ 0,00"]
[17809,"MódulosMaderaPiscinas-M-10(0.40x0.33m)S/Esp","UN",0,"$ 0,00","$ 0,00","$ 0,00","$ 0,00","$ 0,00"]
[16073,"ModuloTPecho100 lbs Gimn aire libre(Incuidoen M-7)","UN",10262715.609999999,"$ 10.225.888,13","$ 202,25","$ 17.038,82","$ 19.586,41","$ 0,00"]
[16074,"ModuloTSentadilla100 lbsGimnaire libre(usadoenM-7)","UN",10262715.609999999,"$ 10.225.888,13","$ 202,25","$ 17.038,82","$ 19.586,41","$ 0,00"]
[18490,"MOLINETE SENCILLO ABATIBLE","UN",309541.3,"$ 0,00","$ 1.088,25","$ 21.765,05","$ 286.688,00","$ 0,00"]
[18516,"MONITOR 42\"","UN",32930.19,"$ 0,00","$ 326,04","$ 32.604,15","$ 0,00","$ 0,00"]
[18987,"Monitor HDMI 22\" CDRC Cometas","UN",785722.07,"$ 740.124,91","$ 2.171,29","$ 43.425,87","$ 0,00","$ 0,00"]
[17760,"Monitor Industrial LED 43\" (SUMI INST)","UN",50235.05,"$ 0,00","$ 8.546,21","$ 41.688,84","$ 0,00","$ 0,00"]
[18916,"MONITOR O TV DE 43\",  RANGO DE VOLTAJE DE ENTRADA","UN",115864.61,"$ 1.390,40","$ 2.229,66","$ 111.483,30","$ 761,25","$ 0,00"]
[883,"MONOACUSTICO 1\"         FGLAS","M2",37791.599999999999,"$ 29.610,00","$ 0,00","$ 8.181,60","$ 0,00","$ 0,00"]
[17875,"MONTAJE BOMBAS EYECTORAS CON H = 6.26M Y Q=3.0 L/S","UN",258204.96,"$ 0,00","$ 5.062,84","$ 253.142,12","$ 0,00","$ 0,00"]
[17880,"MONTAJE CAJA PARA VÁLVULAS - NO INCLUYE TAPA REGIS","UN",51693.47,"$ 59,54","$ 1.012,43","$ 50.621,50","$ 0,00","$ 0,00"]
[16269,"MONTAJE DE BOMBA CONTRA INCENDIO","UN",1090682.08,"$ 0,00","$ 51.937,24","$ 1.038.744,84","$ 0,00","$ 0,00"]
[16270,"MONTAJE DE BOMBA JOCKEY","UN",727121.39,"$ 0,00","$ 34.624,83","$ 692.496,56","$ 0,00","$ 0,00"]
[10589,"Montaje de parrilla par iluminación y conexión luminarias en TORRES de iluminación ESTADIO EL CAMPIN","UN",15232390.34,"$ 631.143,69","$ 13.618.688,50","$ 981.323,63","$ 1.234,52","$ 0,00"]
[17866,"MONTAJE DE SANITARIO DE FLUXÓMETRO","UN",84661.23,"$ 146,88","$ 1.657,14","$ 82.857,21","$ 0,00","$ 0,00"]
[17873,"MONTAJE EQUIPO DE PRESIÓN 2 BOMBAS 10 HP C/U@220V","UN",1690022.27,"$ 0,00","$ 33.137,69","$ 1.656.884,58","$ 0,00","$ 0,00"]
[13790,"Montaje estruc metal Cubierta para coliseos*","KG",9133.3700000000008,"$ 45,63","$ 3.983,88","$ 4.961,42","$ 142,45","$ 0,00"]
[12639,"MONTAJE LAMPARA EXIST. 2T 2X48\" .","UN",30222.3,"$ 0,00","$ 4.166,78","$ 26.055,52","$ 0,00","$ 0,00"]
[16823,"Montaje luminaria altura igual menor 3M (SIN SUMI)","UN",19975.900000000001,"$ 0,00","$ 2.605,55","$ 17.370,35","$ 0,00","$ 0,00"]
[16822,"Montaje luminarias altura mayor 3M (SIN SUMI)","UN",31961.439999999999,"$ 0,00","$ 4.168,88","$ 27.792,56","$ 0,00","$ 0,00"]
[17879,"MONTAJE MEDIDORES AGUA FRIA (M.O. MONTAJE)","UN",37619.51,"$ 59,54","$ 736,47","$ 36.823,50","$ 0,00","$ 0,00"]
[16208,"Montaje y conexión Interruptor Bipolar 120 V-16 Am","UN",7295.55,"$ 0,00","$ 347,41","$ 6.948,14","$ 0,00","$ 0,00"]
[17877,"MONTAJE Y SUMINISTRO CAJILLA 2 MED. AGUA FRIA","UN",58095.6,"$ 1.093,44","$ 1.117,69","$ 55.884,47","$ 0,00","$ 0,00"]
[17878,"MONTAJE Y SUMINISTRO CAJILLA 4 MEDIDOR AGUA FRIA 1","UN",121605.02,"$ 2.815,20","$ 2.329,21","$ 116.460,61","$ 0,00","$ 0,00"]
[12218,"Montaplatos 750 mmX750 mmX900 mm POZORECOR 20M 3PA","UN",107766400,"$ 107.766.400,00","$ 0,00","$ 0,00","$ 0,00","$ 0,00"]
[10961,"Monticulo empradizado, recebo y tierra negra","M3",132933.31,"$ 74.518,73","$ 7.783,47","$ 50.061,32","$ 569,79","$ 0,00"]
[12448,"Montoniveladora tipo CAT 12H operario+ayudante **","HR",161604.01,"$ 0,00","$ 154.299,01","$ 7.305,00","$ 0,00","$ 0,00"]
[11317,"Monumento en Concreto  3500 psi (Villa Mayor)**","M3",889467.52,"$ 630.694,67","$ 14.279,59","$ 244.493,26","$ 0,00","$ 0,00"]
[270,"MORTERO 1 : 4 ARENA PE¥A  (LT)","LT",327.52999999999997,"$ 304,15","$ 0,00","$ 23,38","$ 0,00","$ 0,00"]
[269,"MORTERO 1 : 4 ARENA PEÑA  (M3)","M3",344383.89,"$ 321.007,89","$ 0,00","$ 23.376,00","$ 0,00","$ 0,00"]
[272,"MORTERO 1 : 5 ARENA PE¥A  (LT)","LT",301.48,"$ 278,10","$ 0,00","$ 23,38","$ 0,00","$ 0,00"]
[271,"MORTERO 1 : 5 ARENA PE¥A  (M3)","M3",314019,"$ 290.643,00","$ 0,00","$ 23.376,00","$ 0,00","$ 0,00"]
[274,"MORTERO 1 : 6 ARENA PE¥A  (LT)","LT",278.79000000000002,"$ 255,41","$ 0,00","$ 23,38","$ 0,00","$ 0,00"]
[273,"MORTERO 1 : 6 ARENA PE¥A  (M3)","M3",292984.5,"$ 267.270,90","$ 0,00","$ 25.713,60","$ 0,00","$ 0,00"]
[16025,"MORTERO 1 : 7 ARENA Lav.de rio  (M3)","M3",331017.01,"$ 307.641,01","$ 0,00","$ 23.376,00","$ 0,00","$ 0,00"]
[276,"MORTERO 1 : 7 ARENA PE¥A  (LT)","LT",261.17,"$ 237,79","$ 0,00","$ 23,38","$ 0,00","$ 0,00"]
[275,"MORTERO 1 : 7 ARENA PE¥A  (M3)","M3",276082.31,"$ 252.706,31","$ 0,00","$ 23.376,00","$ 0,00","$ 0,00"]
[264,"MORTERO 1 :10 ARENA PE¥A  (LT)","LT",213.51,"$ 190,13","$ 0,00","$ 23,38","$ 0,00","$ 0,00"]
[263,"MORTERO 1 :10 ARENA PE¥A  (M3)","M3",240754.91,"$ 217.378,91","$ 0,00","$ 23.376,00","$ 0,00","$ 0,00"]
[266,"MORTERO 1:2 ARENA Lav.PE¥A(LT)","LT",477.81,"$ 454,43","$ 0,00","$ 23,38","$ 0,00","$ 0,00"]
[265,"MORTERO 1:2 ARENA Lav.PE¥A(M3)","M3",521078.82,"$ 497.702,82","$ 0,00","$ 23.376,00","$ 0,00","$ 0,00"]
[267,"MORTERO 1:3 ARENA Lav.de PEÑA(M3)","M3",436121.28,"$ 412.745,28","$ 0,00","$ 23.376,00","$ 0,00","$ 0,00"]
[10910,"MORTERO 1:3 ARENA Lav.de rio(e=2CM))***","M2",19543.259999999998,"$ 8.658,98","$ 0,00","$ 10.884,28","$ 0,00","$ 0,00"]
[10907,"MORTERO 1:3 ARENA Lav.de rio(M3)","M3",446699.91,"$ 420.338,79","$ 0,00","$ 26.361,12","$ 0,00","$ 0,00"]
[268,"MORTERO 1:3 ARENA Lav.PE¥A(LT)","LT",405.41,"$ 382,03","$ 0,00","$ 23,38","$ 0,00","$ 0,00"]
[156,"MORTERO 1:3 ARENA LavPE¥A+SIKA","M3",669377.73,"$ 646.001,73","$ 0,00","$ 23.376,00","$ 0,00","$ 0,00"]
[348,"MORTERO 1:3 ARENA LavPE¥A+SIKA","LT",637.6,"$ 614,22","$ 0,00","$ 23,38","$ 0,00","$ 0,00"]
[12261,"MORTERO 1:3 ARENA POZO(M3)","M3",386933.41,"$ 363.557,41","$ 0,00","$ 23.376,00","$ 0,00","$ 0,00"]
[19145,"MORTERO 1:3 ARENA S/Lav. PEÑA(M3)","M3",377359.06,"$ 353.983,06","$ 0,00","$ 23.376,00","$ 0,00","$ 0,00"]
[14187,"MORTERO 1:4 ARENA de Pozo(M3)***","M3",337811.64,"$ 314.435,64","$ 0,00","$ 23.376,00","$ 0,00","$ 0,00"]
[10923,"MORTERO 1:4 ARENA Lav.de rio(M3)***","M3",385308.39,"$ 361.932,39","$ 0,00","$ 23.376,00","$ 0,00","$ 0,00"]
[862,"MORTERO 1:4 ARENA Lav.PE¥A(LT)","LT",385.86,"$ 362,48","$ 0,00","$ 23,38","$ 0,00","$ 0,00"]
[861,"MORTERO 1:4 ARENA Lav.PE¥A(M3)","M3",411833.2,"$ 388.457,20","$ 0,00","$ 23.376,00","$ 0,00","$ 0,00"]
[14473,"MORTERO 1:4 ARENA Lav.PE¥A+ SIKA(M3)","M3",610378.23999999999,"$ 587.002,24","$ 0,00","$ 23.376,00","$ 0,00","$ 0,00"]
[15082,"MORTERO 1:4 ARENA S/Lav.PE¥A+ SIKA(M3)","M3",535769.91,"$ 510.664,09","$ 0,00","$ 25.105,82","$ 0,00","$ 0,00"]
[15080,"MORTERO 1:5 ARENA Lav.PE¥A+ SIKA(M3)","M3",525920.30000000005,"$ 502.546,78","$ 0,00","$ 23.373,52","$ 0,00","$ 0,00"]
[12792,"Mortero de Imprimación con Sikalatex **","M2",4637,"$ 458,52","$ 198,98","$ 3.979,50","$ 0,00","$ 0,00"]
[12793,"Mortero de Imprimación con Sikalatex(Suministro) *","KG",458.52,"$ 458,52","$ 0,00","$ 0,00","$ 0,00","$ 0,00"]
[16438,"MORTERO DE NIVELACIÓN (8X1CM)+ CURADO","LT",16911.330000000002,"$ 13.160,93","$ 178,59","$ 3.571,81","$ 0,00","$ 0,00"]
[15397,"MORTERO GROUTING (2.500PSI) Sum+Instalación.","M3",471417,"$ 467.488,00","$ 187,10","$ 3.741,90","$ 0,00","$ 0,00"]
[15412,"MORTERO GROUTING (3.00PSI) Sum+Instalación.","M3",470367,"$ 466.438,00","$ 187,10","$ 3.741,90","$ 0,00","$ 0,00"]
[13698,"Mortero impermeabili 1:3 e =2.5 cm***","M2",33498.57,"$ 17.488,13","$ 842,32","$ 15.168,11","$ 0,00","$ 0,00"]
[13699,"Mortero impermeabili 1:3 e =3.0 cm***","M2",37119.519999999997,"$ 20.976,54","$ 848,63","$ 15.294,34","$ 0,00","$ 0,00"]
[10924,"Mortero impermeabili 1:4 (M3)***","M3",577305.89,"$ 512.637,75","$ 1.852,57","$ 62.815,57","$ 0,00","$ 0,00"]
[13389,"Mortero impermeabili 1:4 e =2 cm***","M2",30163.96,"$ 13.023,40","$ 336,09","$ 16.804,47","$ 0,00","$ 0,00"]
[13406,"Mortero impermeabili 1:4 e =2.5 cm***","M2",37582.239999999998,"$ 20.481,73","$ 894,22","$ 16.206,28","$ 0,00","$ 0,00"]
[10906,"Mortero impermeabili 1:4 e =3 cm***","M2",34216.67,"$ 22.513,26","$ 247,02","$ 11.456,38","$ 0,00","$ 0,00"]
[11642,"Mortero impermeabili 1:4 e =4 cm+malla gall.***","M2",45164.06,"$ 33.203,15","$ 252,07","$ 11.708,84","$ 0,00","$ 0,00"]
[14433,"Mortero impermeabili 1:5 e =1 cm***","M2",17153.48,"$ 4.637,76","$ 262,95","$ 12.252,76","$ 0,00","$ 0,00"]
[10642,"Mortero inyecc grou 175kg/cm2  sin refuerzo **","ML",19068.21,"$ 15.496,40","$ 170,09","$ 3.401,72","$ 0,00","$ 0,00"]
[10895,"Mortero inyecc grou 175kg/cm2  sin refuerzo ***","M3",632120.53,"$ 507.107,20","$ 5.953,02","$ 119.060,31","$ 0,00","$ 0,00"]
[10176,"Mortero inyecc grou 175kg/cm2 ref 3/8 325cm2 **","ML",22273.68,"$ 18.701,87","$ 170,09","$ 3.401,72","$ 0,00","$ 0,00"]
[11051,"Mortero inyecc grout  175kg/cm2  165 cm2**","ML",12114.74,"$ 8.542,93","$ 170,09","$ 3.401,72","$ 0,00","$ 0,00"]
[11050,"Mortero inyecc grout  175kg/cm2  325 cm2**","ML",20377.18,"$ 16.805,37","$ 170,09","$ 3.401,72","$ 0,00","$ 0,00"]
[10177,"Mortero inyecc grout  175kg/cm2 ref 1/2 325 cm2**","ML",28006.98,"$ 24.435,17","$ 170,09","$ 3.401,72","$ 0,00","$ 0,00"]
[11591,"Mortero inyecc grout  175kg/cm2 ref 1/2\" 50.3 cm2*","ML",12194.18,"$ 8.622,37","$ 170,09","$ 3.401,72","$ 0,00","$ 0,00"]
[10182,"Mortero inyecc grout  175kg/cm2 ref 3/4 50.3 cm2**","ML",15080.17,"$ 11.508,36","$ 170,09","$ 3.401,72","$ 0,00","$ 0,00"]
[10181,"Mortero inyecc grout  210kg/cm2 ref 5/8 50.3 cm2**","ML",18087.21,"$ 14.515,40","$ 170,09","$ 3.401,72","$ 0,00","$ 0,00"]
[10178,"Mortero inyecc grout 175kg/cm2 ref 5/8 50.3 cm2**","ML",18092.98,"$ 14.521,17","$ 170,09","$ 3.401,72","$ 0,00","$ 0,00"]
[10183,"Mortero inyecc grout 175kg/cm2 ref 7/8 50.3 cm2**","ML",18261.349999999999,"$ 14.689,54","$ 170,09","$ 3.401,72","$ 0,00","$ 0,00"]
[10179,"Mortero inyecc grout 210kg/cm2 ref 1/2 50.3 cm2**","ML",13836.32,"$ 10.264,51","$ 170,09","$ 3.401,72","$ 0,00","$ 0,00"]
[10180,"Mortero inyecc grout 210kg/cm2 ref 3/8 50.3 cm2**","ML",9411.99,"$ 5.840,18","$ 170,09","$ 3.401,72","$ 0,00","$ 0,00"]
[10997,"mortero modific plimero  reparac granEspesor **","LT",16126.8,"$ 13.466,25","$ 27,29","$ 2.633,26","$ 0,00","$ 0,00"]
[11180,"mortero modific polimero  reparac espesor 3mm **","M2",94178.25,"$ 80.696,45","$ 1.767,42","$ 8.704,16","$ 3.010,22","$ 0,00"]
[12786,"mortero reparac. superrapid**","KG",1486.28,"$ 0,00","$ 14,72","$ 1.471,56","$ 0,00","$ 0,00"]
[12741,"mortero reparac. superrapid+ curado**","KG",1486.28,"$ 0,00","$ 14,72","$ 1.471,56","$ 0,00","$ 0,00"]
[16875,"Mortero1:4 PendientCubierta Imperm.Inc.flanche-5cm","M2",42778.080000000002,"$ 28.815,56","$ 695,55","$ 13.266,97","$ 0,00","$ 0,00"]
[13971,"MOTOBOMBA 10 HP (Suministro e Instalacion)","UN",3085743.19,"$ 2.385.976,99","$ 33.322,20","$ 666.444,00","$ 0,00","$ 0,00"]
[18365,"Motobomba 30 Hp - BombaCentr600gpmSUM+INST","UN",277255.90999999997,"$ 1.434,04","$ 132.418,18","$ 143.403,69","$ 0,00","$ 0,00"]
[17561,"Motobomba 50 Hp - centrifuga monobloque 1200gpm","UN",434777.99,"$ 1.738,51","$ 259.188,55","$ 173.850,93","$ 0,00","$ 0,00"]
[718,"MOTOBOMBA Ø2\" SUMERGIBLE (Alquiler+operacion)","DD",165809.04,"$ 0,00","$ 100.300,43","$ 65.508,61","$ 0,00","$ 0,00"]
[18626,"MOTOBOMBA15 HP3600RPM208-230/460VS/EspeciCDRC","UN",191914.17,"$ 1.813,84","$ 9.058,33","$ 181.041,99","$ 0,00","$ 0,00"]
[18556,"MOTOBOMBA4,5 HP3600RPM208-230/460VS/EspeciCDRC","UN",46868.75,"$ 458,36","$ 916,12","$ 45.494,26","$ 0,00","$ 0,00"]
[16237,"MúduloPers.DiscapMultif.IDRD(7x7m)+Placa+CauchoRec","UN",47012968.359999999,"$ 45.936.068,68","$ 36.102,62","$ 985.432,24","$ 55.365,31","$ 0,00"]
[16838,"Mueble Almac.Aulas H-9 (3 Módulos 1.86x2.00m)S/Esp","UN",215529.19,"$ 17.945,67","$ 9.408,74","$ 188.174,78","$ 0,00","$ 0,00"]
[17700,"Mueble Almac.Aulas M03(3.13x2.72mS/DescripTec","UN",9014.57,"$ 85,04","$ 425,22","$ 8.504,31","$ 0,00","$ 0,00"]
[17701,"Mueble Almac.Danza M07(7.25x2.40mS/descripTec","UN",9014.57,"$ 85,04","$ 425,22","$ 8.504,31","$ 0,00","$ 0,00"]
[16844,"Mueble Almac.GimasioTipo-1H-11(2Módulos2.45x2.35m","UN",120175.78,"$ 14.970,56","$ 5.123,94","$ 100.081,28","$ 0,00","$ 0,00"]
[16846,"Mueble Almac.GimasioTipo-2H-12(2Módulos2.78x2.35m","UN",120175.78,"$ 14.970,56","$ 5.123,94","$ 100.081,28","$ 0,00","$ 0,00"]
[14553,"Mueble Alto en Madera - Col Gim Sur","ML",124271.17,"$ 13.983,22","$ 4.704,37","$ 94.087,39","$ 11.496,19","$ 0,00"]
[581,"MUEBLE BAJO b=.55 h=.80","ML",114331.04,"$ 83.620,92","$ 602,16","$ 30.107,96","$ 0,00","$ 0,00"]
[14551,"Mueble Bajo en Madera - Col Gim Sur","ML",124271.17,"$ 13.983,22","$ 4.704,37","$ 94.087,39","$ 11.496,19","$ 0,00"]
[15486,"Mueble Camerino+Caja Seguridad Squash(Sum+Inst)","UN",3870.73,"$ 3.352,02","$ 0,00","$ 305,04","$ 213,67","$ 0,00"]
[12319,"Mueble cocina triplex 12mm fórmica **","M2",5193.72,"$ 0,00","$ 0,00","$ 5.193,72","$ 0,00","$ 0,00"]
[13090,"Mueble con espejo 4mm para baño IDRD **","M2",0,"$ 0,00","$ 0,00","$ 0,00","$ 0,00","$ 0,00"]
[15069,"MUEBLE DISTRIBUC.RED BAJA TEN. CUARTO ELECTRICO","UN",608512.84,"$ 417.439,00","$ 17.370,35","$ 173.703,49","$ 0,00","$ 0,00"]
[582,"MUEBLE H=.80 CEDRO ACHAPO","ML",162396.9,"$ 131.686,78","$ 602,16","$ 30.107,96","$ 0,00","$ 0,00"]
[17436,"MUEBLE LACTANCIA. MESON EN ACERO INOXIDABLE + SALP","ML",2615.6999999999998,"$ 50,31","$ 167,83","$ 2.397,56","$ 0,00","$ 0,00"]
[583,"MUEBLE LINOS FLORMORADO","M2",113229.4,"$ 82.519,28","$ 602,16","$ 30.107,96","$ 0,00","$ 0,00"]
[13211,"Mueble madera para baño secretaria IDRD **","UN",0,"$ 0,00","$ 0,00","$ 0,00","$ 0,00","$ 0,00"]
[584,"MUEBLE TIPO LINOS b=.25","M2",67145.8,"$ 36.435,68","$ 602,16","$ 30.107,96","$ 0,00","$ 0,00"]
[15711,"MUEBLE TIPO RACK 2.9X1.73MTS(suministro+instalacio","UN",2471026,"$ 2.471.026,00","$ 0,00","$ 0,00","$ 0,00","$ 0,00"]
[17717,"MuebleAlmacenam.BibliotecaM28(10.30X2.40)S/Descri","UN",9014.57,"$ 85,04","$ 425,22","$ 8.504,31","$ 0,00","$ 0,00"]
[17713,"MuebleAlmacenam.EnfermM21(1.55X2.40) S/DescripTec","UN",9014.57,"$ 85,04","$ 425,22","$ 8.504,31","$ 0,00","$ 0,00"]
[17714,"MuebleAlmacenam.LudotecaM26(5.95X2.40) S/DescripTe","UN",9014.57,"$ 85,04","$ 425,22","$ 8.504,31","$ 0,00","$ 0,00"]
[17718,"MuebleAlmacenam.SalónGimnasioM29(5.43X0.45)S/Desc","UN",9014.57,"$ 85,04","$ 425,22","$ 8.504,31","$ 0,00","$ 0,00"]
[17716,"MuebleAlmacenam.SalónKarateM27(7.05X2.40)S/Descri","UN",9014.57,"$ 85,04","$ 425,22","$ 8.504,31","$ 0,00","$ 0,00"]
[17805,"MuebleAlmacenamientoAulas-M-03(3.13x2.72m)S/Espec","UN",0,"$ 0,00","$ 0,00","$ 0,00","$ 0,00","$ 0,00"]
[17819,"MuebleAlmacenamientoBibilioteca-M-28(10.30x2.40m)S","UN",0,"$ 0,00","$ 0,00","$ 0,00","$ 0,00","$ 0,00"]
[17806,"MuebleAlmacenamientoDanza-M-07(7.25x2.40m)S/Espec","UN",0,"$ 0,00","$ 0,00","$ 0,00","$ 0,00","$ 0,00"]
[17814,"MuebleAlmacenamientoEnfermeria-M-21(1.55x2.40m)S/E","UN",0,"$ 0,00","$ 0,00","$ 0,00","$ 0,00","$ 0,00"]
[17815,"MuebleAlmacenamientoLudoteca-M-26(5.95x2.40m)S/E","UN",0,"$ 0,00","$ 0,00","$ 0,00","$ 0,00","$ 0,00"]
[17820,"MuebleAlmacenamientoSalon Gimnasio-M-29(5.43x0.45)","UN",0,"$ 0,00","$ 0,00","$ 0,00","$ 0,00","$ 0,00"]
[17816,"MuebleAlmacenamientoSalónKarate-M-27(7.05x2.40m)S/","UN",0,"$ 0,00","$ 0,00","$ 0,00","$ 0,00","$ 0,00"]
[18295,"MuebleAtenciónAccesoPpalM18TubularLamMetS/Especifi","UN",10460861.890000001,"$ 9.740.458,83","$ 130.088,30","$ 590.314,76","$ 0,00","$ 0,00"]
[17707,"MuebleAtenciónGimnasioM13 (3.33X1.10) S/DescripTec","UN",9014.57,"$ 85,04","$ 425,22","$ 8.504,31","$ 0,00","$ 0,00"]
[17811,"MuebleAtenciónGimnasio-M-13(3.33x1.10m)S/Esp","UN",0,"$ 0,00","$ 0,00","$ 0,00","$ 0,00","$ 0,00"]
[17710,"MuebleCocinetaM20 (1.25X0.95) S/DescripTecnica","UN",9014.57,"$ 85,04","$ 425,22","$ 8.504,31","$ 0,00","$ 0,00"]
[17812,"MuebleCocineta-M-20(1.25x0.95m)S/Especificación","UN",0,"$ 0,00","$ 0,00","$ 0,00","$ 0,00","$ 0,00"]
[17702,"MuebleEscritorioGimnasio y Admin M11,M19 (H=0.75m)","UN",1802.91,"$ 17,01","$ 85,04","$ 1.700,86","$ 0,00","$ 0,00"]
[17810,"MuebleEscritorioGimnasioyAdminM-11,M19H=0.75m","ML",0,"$ 0,00","$ 0,00","$ 0,00","$ 0,00","$ 0,00"]
[17704,"MuebleEstanteriaLavapincelesM09(5.95x2.30)S/Descri","UN",9014.57,"$ 85,04","$ 425,22","$ 8.504,31","$ 0,00","$ 0,00"]
[17808,"MuebleEstanteriaLavaPinceles-M-09(5.95x2.30m)S/Esp","UN",0,"$ 0,00","$ 0,00","$ 0,00","$ 0,00","$ 0,00"]
[12585,"MuebleRecep.1.8x1.5H=1.0mTab+Form+VidrioT.6mm(S+I)","UN",0,"$ 0,00","$ 0,00","$ 0,00","$ 0,00","$ 0,00"]
[17703,"MuebleRecepcBibliotecM08(1.82x1.10)S/DescripTec","UN",9014.57,"$ 85,04","$ 425,22","$ 8.504,31","$ 0,00","$ 0,00"]
[17807,"MuebleRecepciónBiblioteca-M-08(1.82x1.10m)S/Espec","UN",0,"$ 0,00","$ 0,00","$ 0,00","$ 0,00","$ 0,00"]
[17051,"MUEBLES DE RECEPCION Y ATENCION A PUBLICO RECTOS Y","ML",216563.78,"$ 171.314,31","$ 2.269,10","$ 37.945,36","$ 5.035,01","$ 0,00"]
[16249,"MULTIFUNCIONAL(F-7)DosTorres(4 Usuarios)Sum+Inst","UN",28003987.510000002,"$ 27.743.766,33","$ 6.636,87","$ 181.988,15","$ 71.596,15","$ 0,00"]
[14025,"MURO  BLOQUE #5 11.5cm STA/FE+AndamioH>2.5M","M2",51889.89,"$ 16.621,87","$ 6.640,23","$ 27.701,88","$ 925,90","$ 0,00"]
[13010,"MURO  BLOQUE CEMENTO ESTRUCT. ESTRIADO(PIEDRA GRIS","M2",81502.73,"$ 57.902,08","$ 0,00","$ 23.600,65","$ 0,00","$ 0,00"]
[12191,"Muro  contenc. en gavion (Malla rec. en PVC)Cal.10","M3",257924,"$ 101.095,50","$ 18.703,07","$ 79.959,73","$ 58.165,70","$ 0,00"]
[18754,"Muro Acustico Tolete+frescasa+bloque #5  CDRC","M2",99112.51,"$ 77.390,56","$ 1.721,98","$ 19.999,98","$ 0,00","$ 0,00"]
[10778,"Muro bloque de cemento 20*20*40 **","M2",47549.85,"$ 9.199,72","$ 1.095,30","$ 28.518,11","$ 8.736,72","$ 0,00"]
[14020,"Muro Bloque en Bloquelon(0.08x0.23x0.80m)Mort:1:5","M2",32982.370000000003,"$ 1.947,31","$ 1.070,87","$ 21.417,39","$ 8.546,80","$ 0,00"]
[10824,"Muro Bloque Estructural+Concreto de 3.000psi GF","M2",74060.91,"$ 49.379,19","$ 483,96","$ 24.197,76","$ 0,00","$ 0,00"]
[15787,"Muro bloque No 4 Tabique pañetar","M2",25440.36,"$ 16.505,86","$ 1.074,91","$ 7.859,59","$ 0,00","$ 0,00"]
[10787,"Muro bloque No 5    Tabique pañetar","M2",38234.04,"$ 18.507,82","$ 925,02","$ 18.801,20","$ 0,00","$ 0,00"]
[16528,"Muro bloque No 5  INCLUYE GRAFILES","M2",69883.42,"$ 47.767,40","$ 3.314,82","$ 18.801,20","$ 0,00","$ 0,00"]
[9025,"Muro bloque No5 -23 por m2 helios + Mortero imp**","M2",0,"$ 0,00","$ 0,00","$ 0,00","$ 0,00","$ 0,00"]
[11984,"Muro bloque No5 -23 por m2 helios + Mortero imp**","M2",56770.57,"$ 28.520,85","$ 1.092,15","$ 27.157,58","$ 0,00","$ 0,00"]
[11643,"Muro bloque No5 -23 por ml (h=0.50m) helios**","ML",30468.1,"$ 18.371,92","$ 0,00","$ 12.096,18","$ 0,00","$ 0,00"]
[10812,"Muro bloque No5 -por ml (h=0.6) **","ML",25826.29,"$ 14.120,15","$ 229,53","$ 11.476,61","$ 0,00","$ 0,00"]
[12131,"Muro Bordillo Ducha e=0.15m+ Enchape **","ML",80470.45,"$ 34.289,01","$ 2.199,12","$ 43.982,32","$ 0,00","$ 0,00"]
[15405,"Muro Concreto Premezclado 3.500psi G.F.+Formaleta","M3",894094.79,"$ 504.384,96","$ 29.012,35","$ 360.697,48","$ 0,00","$ 0,00"]
[12743,"MURO CONCRETO TUNEL3000 ESTAD. TECHO PSI ***","M2",272117.82,"$ 138.195,98","$ 32.433,69","$ 93.178,76","$ 8.309,39","$ 0,00"]
[10244,"Muro contecion concreto ciclopeo 3000 psi 50-50","M3",639530.54,"$ 240.886,12","$ 25.845,59","$ 330.599,02","$ 42.199,81","$ 0,00"]
[15660,"Muro contenc concPremezc3000GF+air+Ref+Bomb","M3",1288514.4099999999,"$ 928.578,73","$ 55.619,76","$ 304.315,92","$ 0,00","$ 0,00"]
[14236,"Muro contenc concPremezc3000psi GF h=1.9+air+Refue","M3",1256384.4099999999,"$ 928.578,73","$ 23.489,76","$ 304.315,92","$ 0,00","$ 0,00"]
[18146,"Muro contenc concr 21 MPA 3000 psi OcreV1C e=.4","M3",445531.86,"$ 37.855,29","$ 114.087,15","$ 293.589,43","$ 0,00","$ 0,00"]
[13086,"Muro contenc concreto 2.500psi GC incopAire0.3%","M3",818803.9,"$ 485.131,59","$ 29.161,63","$ 304.510,68","$ 0,00","$ 0,00"]
[10238,"Muro contenc concreto 3000psi GF incopAire0.3%","M3",809281.64,"$ 458.627,30","$ 38.980,17","$ 311.674,17","$ 0,00","$ 0,00"]
[11098,"Muro contenc concreto 5000psi GF incopAire0.3%","M3",891144.87,"$ 557.834,49","$ 28.994,46","$ 304.315,92","$ 0,00","$ 0,00"]
[11054,"Muro contenc. concret premezc.autocompac.4000psi**","M3",387161.84,"$ 53.851,46","$ 28.994,46","$ 304.315,92","$ 0,00","$ 0,00"]
[10451,"Muro Contencion ciclopeo 3000 psi  mezc.obra(40%)","M3",422679.92,"$ 253.211,46","$ 5.351,75","$ 106.188,41","$ 57.928,28","$ 0,00"]
[12174,"Muro contencion conc. premezclado3000psi GF+Form**","M3",826337.2,"$ 436.478,09","$ 29.161,63","$ 360.697,48","$ 0,00","$ 0,00"]
[13023,"Muro contencion conc. premezclado3000psi GF+Form**","M3",826337.2,"$ 436.478,09","$ 29.161,63","$ 360.697,48","$ 0,00","$ 0,00"]
[12188,"Muro Contencion Conc.Ciclopeo3000psi60Mezc-40Pied.","M3",686246.43,"$ 291.830,43","$ 28.994,46","$ 323.167,13","$ 42.254,41","$ 0,00"]
[17944,"Muro contencion concr 35MPA 5000psi V1C e=.20 CDRC","M3",462931.11,"$ 38.456,36","$ 120.158,83","$ 304.315,92","$ 0,00","$ 0,00"]
[18704,"Muro contencion concr 35MPA Ocre V1C e=.20 CDRC","M3",462931.11,"$ 38.456,36","$ 120.158,83","$ 304.315,92","$ 0,00","$ 0,00"]
[16887,"Muro contencion concreto 28 MPA 4000 psi V1C e=.15","M3",904439.71,"$ 494.519,29","$ 113.933,44","$ 295.986,98","$ 0,00","$ 0,00"]
[16877,"Muro contencion concreto 28 MPA 4000 psi V1C e=.20","M3",899263.83,"$ 494.408,52","$ 100.539,39","$ 304.315,92","$ 0,00","$ 0,00"]
[16870,"Muro contencion concreto 28 MPA 4000 psi V1C e=.35","M3",902003.87,"$ 494.327,30","$ 114.087,15","$ 293.589,43","$ 0,00","$ 0,00"]
[19370,"Muro contencion concreto 28MPA 4000psi CEFE COMETA","M3",823996.45,"$ 423.959,91","$ 158.476,00","$ 241.560,54","$ 0,00","$ 0,00"]
[11788,"Muro contencion concreto 3000 psi GC **","M3",728331.15,"$ 480.383,05","$ 19.754,39","$ 228.193,71","$ 0,00","$ 0,00"]
[13459,"Muro contencion concreto 3000 psi GC **","M3",1211704.05,"$ 562.690,84","$ 356.622,56","$ 292.390,65","$ 0,00","$ 0,00"]
[13029,"Muro contencion concreto 3000 psi GC( En Obra) **","M3",807968.39,"$ 420.693,10","$ 24.642,02","$ 335.734,61","$ 26.898,67","$ 0,00"]
[15414,"Muro contencion concreto En Obra 3.000 psi GC**","M3",859413.06,"$ 454.897,22","$ 40.345,14","$ 336.749,74","$ 27.420,97","$ 0,00"]
[16892,"Muro contencion concreto Foso ascens3000 psi e=.15","M3",852275.49,"$ 480.373,80","$ 67.585,77","$ 304.315,92","$ 0,00","$ 0,00"]
[10664,"Muro contencion concreto in situ 3000 psi GF **","M3",993665.51,"$ 530.751,29","$ 43.487,81","$ 392.527,75","$ 26.898,67","$ 0,00"]
[11377,"Muro contencion concreto premez 5000 psi GF claro*","M3",396291.32,"$ 53.851,46","$ 38.123,94","$ 304.315,92","$ 0,00","$ 0,00"]
[13087,"Muro contencion concreto premezclado 2.500 psi GC*","M3",812579.7,"$ 478.907,39","$ 29.161,63","$ 304.510,68","$ 0,00","$ 0,00"]
[13270,"Muro contencion concreto premezclado 3.000 psi GC*","M3",880102.72,"$ 495.614,34","$ 80.172,46","$ 304.315,92","$ 0,00","$ 0,00"]
[10743,"Muro contencion concreto premezclado 3000 psi GF**","M3",803057.44,"$ 452.403,10","$ 38.980,17","$ 311.674,17","$ 0,00","$ 0,00"]
[11055,"Muro contencion concreto premezclado 4000 psi GC**","M3",852519.4,"$ 519.209,02","$ 28.994,46","$ 304.315,92","$ 0,00","$ 0,00"]
[11099,"Muro contencion concreto premezclado 5000 psi GF**","M3",884920.67,"$ 551.610,29","$ 28.994,46","$ 304.315,92","$ 0,00","$ 0,00"]
[18711,"Muro contencion concrFoso ascens5000 psi e=.15CDRC","M3",410512.61,"$ 38.610,92","$ 67.585,77","$ 304.315,92","$ 0,00","$ 0,00"]
[14482,"Muro contencion curvo concr 3000 psi GF-Imperm*","M3",1008596.88,"$ 555.233,55","$ 92.612,03","$ 360.751,30","$ 0,00","$ 0,00"]
[14194,"Muro contencion curvo inclinad concr 3000 psi GF*","M3",974431.35,"$ 540.116,02","$ 73.564,03","$ 360.751,30","$ 0,00","$ 0,00"]
[11372,"Muro contencion curvo premez 5000 psi GF claro*","M3",563221.77,"$ 81.648,08","$ 60.320,14","$ 421.253,55","$ 0,00","$ 0,00"]
[11084,"Muro contencion curvo premezclado 5000 psi GC*","M3",507778.29,"$ 72.242,68","$ 58.127,85","$ 377.407,76","$ 0,00","$ 0,00"]
[11083,"Muro contencion curvo premezclado 5000 psi GF*","M3",1005537.12,"$ 570.001,51","$ 58.127,85","$ 377.407,76","$ 0,00","$ 0,00"]
[10886,"Muro contencion inclinado premezclado 3000 psi GF*","M3",633494.77,"$ 162.642,16","$ 93.444,85","$ 377.407,76","$ 0,00","$ 0,00"]
[19299,"MURO CONTENCIÓN -PANTALLAS -CONTRAFUERTES Concr 28MPA 4000PSI GC CEFE COMETAS","M3",876543.85,"$ 473.804,69","$ 109.149,74","$ 293.589,43","$ 0,00","$ 0,00"]
[10144,"Muro Contencion recebo reforzado **","M3",178503.57,"$ 60.578,42","$ 24.221,87","$ 25.948,36","$ 67.754,93","$ 0,00"]
[10186,"Muro Contencion recebo reforzado con geomalla**","M3",147474.09,"$ 34.877,79","$ 20.531,43","$ 40.784,09","$ 51.280,78","$ 0,00"]
[11678,"Muro de contenc en gavion sin piedra+geotextil**","M3",263602.98,"$ 108.057,10","$ 17.420,45","$ 79.959,73","$ 58.165,70","$ 0,00"]
[10043,"Muro de contenc en gavion(cargue con Equipo)    **","M3",364888.55,"$ 206.274,14","$ 18.788,11","$ 81.660,60","$ 58.165,70","$ 0,00"]
[13078,"Muro de Contención en Gavion(Inc. Formaleta). **","M3",377369.55,"$ 232.201,25","$ 5.784,85","$ 103.771,80","$ 35.611,65","$ 0,00"]
[12211,"MURO DRYWALL 1/2 Dos caras (INCLUYE PINTURA VINILTEX)","M2",94390.98,"$ 54.558,66","$ 1.896,78","$ 37.935,54","$ 0,00","$ 0,00"]
[15712,"MURO DRYWALL CON AISLAMIENTO ACUSTICO+PINT","M2",83044.58,"$ 63.497,13","$ 942,25","$ 18.605,20","$ 0,00","$ 0,00"]
[11968,"MURO DRYWALL e=0.1 (3/8\") + Pint. 2c Fontanar **","M2",65149.11,"$ 37.356,55","$ 0,00","$ 27.792,56","$ 0,00","$ 0,00"]
[10815,"Muro e=0.12 ladrillo prens SantFe 2CV (ml)<0.70Alt","ML",63535.46,"$ 44.441,62","$ 1.994,48","$ 17.099,36","$ 0,00","$ 0,00"]
[14926,"Muro e=0.12 prensado liviano STA/FE   (m2)","M2",113167.67999999999,"$ 76.799,17","$ 5.262,11","$ 31.106,41","$ 0,00","$ 0,00"]
[10814,"Muro e=0.12 prensado STA/FE   2CV (m2) **","M2",89740.77,"$ 61.259,27","$ 3.783,16","$ 24.698,34","$ 0,00","$ 0,00"]
[11038,"Muro e=0.12 prensado-TabiqueSTA/FE   1CV (m2) **","M2",86444.65,"$ 63.964,11","$ 440,80","$ 22.039,75","$ 0,00","$ 0,00"]
[10606,"Muro e=0.50 ladrillo prens SantFe 2CV (ml)<0.50Alt","ML",62294.400000000001,"$ 44.441,62","$ 753,42","$ 17.099,36","$ 0,00","$ 0,00"]
[10348,"Muro e=36 Ladrillo Comun repellado **","M2",125202.4,"$ 74.641,01","$ 2.191,83","$ 48.369,54","$ 0,00","$ 0,00"]
[11230,"MURO EN DRY WALL e=.12 (5/8\").**","M2",23327.88,"$ 3.799,48","$ 0,00","$ 19.528,40","$ 0,00","$ 0,00"]
[10749,"Muro en ladrillo estructural prensado 0.15 2CV**","ML",22820.62,"$ 6.103,50","$ 0,00","$ 16.717,12","$ 0,00","$ 0,00"]
[14606,"MURO EN LADRILLO MOORE Color Arena e=0,125","M2",31921.45,"$ 6.394,15","$ 1.321,18","$ 24.206,12","$ 0,00","$ 0,00"]
[18990,"Muro en Piedra Barichara","M3",0,"$ 0,00","$ 0,00","$ 0,00","$ 0,00","$ 0,00"]
[15233,"Muro en Piedra Barichara suministro e instalacion cefe cometas ","M2",214131.67,"$ 115.593,85","$ 25.105,02","$ 73.432,80","$ 0,00","$ 0,00"]
[11335,"MURO ESCALONADO- 3000PSI (FONTANAR)**","M3",3039242.09,"$ 398.649,68","$ 2.475.608,83","$ 164.983,58","$ 0,00","$ 0,00"]
[11162,"Muro estruc. ladriblock 0.15 en 2CV  <0.6 ml**","ML",37861,"$ 19.939,98","$ 765,11","$ 17.155,91","$ 0,00","$ 0,00"]
[11161,"Muro estruc. ladriblock 0.15 en 2CV **","M2",52122.879999999997,"$ 31.365,60","$ 1.009,80","$ 19.747,49","$ 0,00","$ 0,00"]
[10750,"Muro estruc. prensado 0.15 en 2CV **","M2",145263.23000000001,"$ 120.112,62","$ 1.426,60","$ 23.724,01","$ 0,00","$ 0,00"]
[12170,"Muro ESTRUCT. 2 VISTAS (6x12x24)**","M2",178042.94,"$ 136.295,01","$ 0,00","$ 41.747,93","$ 0,00","$ 0,00"]
[908,"Muro ESTRUCT. e=.14 Ladrillo portan prens","M2",34044.949999999997,"$ 9.007,87","$ 909,61","$ 18.192,19","$ 5.935,28","$ 0,00"]
[19247,"Muro Estructural e=0.12m (V-1) CEFE COMETAS","M2",69706.52,"$ 45.221,53","$ 2.516,95","$ 21.968,05","$ 0,00","$ 0,00"]
[16730,"Muro Estructural e=0.12m (Vista una cara)","M2",67992.92,"$ 44.999,22","$ 1.265,41","$ 21.728,29","$ 0,00","$ 0,00"]
[17101,"MURO FIBROCEMENTO (10mm) - 1CARA+EstrucGalv - CDRC","M2",59841.59,"$ 33.172,27","$ 3.183,45","$ 23.485,87","$ 0,00","$ 0,00"]
[15256,"MURO FIBROCEMENTO 10 MM DOBLE CARA  B9","M2",83996.22,"$ 38.122,56","$ 4.047,14","$ 40.536,42","$ 1.290,10","$ 0,00"]
[13975,"MURO FIBROCEMENTO 8MM DOBLE CARA B9","M2",182572.56,"$ 136.627,43","$ 5.408,71","$ 40.536,42","$ 0,00","$ 0,00"]
[16530,"MURO FIBROCEMENTO8MMDOBLE CARAINCLUYE-VINILO T-1","M2",187124.96,"$ 139.801,00","$ 6.787,54","$ 40.536,42","$ 0,00","$ 0,00"]
[16533,"MURO FIBROCEMENTO8MM-LINEAL DOBLE-CARA -VINILO T-1","ML",119094.96,"$ 90.407,73","$ 4.365,38","$ 24.321,85","$ 0,00","$ 0,00"]
[16664,"MURO FIBROCEMENTO8mm-LINEAL-UNA-CARA","ML",38964.83,"$ 22.139,57","$ 2.485,21","$ 14.340,05","$ 0,00","$ 0,00"]
[16535,"MURO FIBROCEMENTO8mm-LINEAL-UNA-CARA-VINILO-TIPO 1","ML",97471.71,"$ 80.069,96","$ 3.342,88","$ 14.058,87","$ 0,00","$ 0,00"]
[16532,"MURO FIBROCEMENTO8mm-UNA-CARA-INCLUYE-VINILO T-1","M2",135542.51,"$ 106.951,98","$ 5.159,08","$ 23.431,45","$ 0,00","$ 0,00"]
[13376,"Muro gaviones (Alam.Galv.Cal.12) Hueco7.5x7.5cm.","M3",232610.68,"$ 161.174,50","$ 3.401,72","$ 68.034,46","$ 0,00","$ 0,00"]
[977,"MURO LADRIBLOC          STA/FE","M2",58267.360000000001,"$ 45.614,99","$ 0,00","$ 12.652,37","$ 0,00","$ 0,00"]
[19210,"MURO LADRIBLOC STA/FE + trasiego","M2",59971.03,"$ 45.704,81","$ 1.367,08","$ 12.899,14","$ 0,00","$ 0,00"]
[14429,"MURO LADRILLO ESTRUCTURAL V1- 33X11.5X11 sin ref.","M2",22631.07,"$ 6.261,43","$ 1.456,88","$ 14.912,75","$ 0,00","$ 0,00"]
[12327,"Muro ladrillo recocido Mort.1:4 **","M2",60388.47,"$ 43.940,69","$ 0,00","$ 16.447,79","$ 0,00","$ 0,00"]
[10813,"Muro ladrillo recocido Mort.1:5 **","M2",61052.1,"$ 42.835,41","$ 357,19","$ 17.859,51","$ 0,00","$ 0,00"]
[12666,"Muro Ladrillo Tabicón 25*12*6 **","M2",55468.639999999999,"$ 27.204,18","$ 1.345,93","$ 26.918,52","$ 0,00","$ 0,00"]
[13026,"Muro Ladrillo TabicónTolete Común 20*10*6 **","M2",127313.15,"$ 95.283,72","$ 1.525,21","$ 30.504,22","$ 0,00","$ 0,00"]
[18253,"MURO LIVIANO EN PANEL YESO + AISLAMIENTO EN LANA D","M2",87215.25,"$ 63.720,91","$ 3.090,97","$ 20.403,37","$ 0,00","$ 0,00"]
[10261,"Muro PANDERETA .12 Ladrillo Comun **","M2",46809.91,"$ 30.471,42","$ 818,34","$ 15.520,15","$ 0,00","$ 0,00"]
[1003,"MURO PANTALLA Y BARRETES E=0.30 M y 0.40 M.","M3",609252.56999999995,"$ 536.120,00","$ 0,00","$ 73.132,57","$ 0,00","$ 0,00"]
[1004,"MURO PANTALLA Y BARRETES E=0.60 M y 0.80 M.","M3",609252.56999999995,"$ 536.120,00","$ 0,00","$ 73.132,57","$ 0,00","$ 0,00"]
[664,"MURO PNDETA .05 LAD. PRENSADO STA/FE","M2",49979.76,"$ 37.668,67","$ 0,00","$ 12.311,08","$ 0,00","$ 0,00"]
[987,"MURO PNDETA .06 COMUN    MOORE","M2",17135.759999999998,"$ 4.824,67","$ 0,00","$ 12.311,08","$ 0,00","$ 0,00"]
[972,"MURO PNDETA .06 LADRILLO COMUN","M2",37018.129999999997,"$ 24.707,04","$ 0,00","$ 12.311,08","$ 0,00","$ 0,00"]
[161,"MURO PNDETA .06 T/FINO  STA/FE","M2",17751.310000000001,"$ 4.824,67","$ 615,55","$ 12.311,08","$ 0,00","$ 0,00"]
[10196,"Muro Tbcon .24 Común Hmax=0.60m","ML",84307.27,"$ 56.163,05","$ 1.718,51","$ 26.425,70","$ 0,00","$ 0,00"]
[985,"MURO TBCON .24 COMUN P/P","M2",121487.11,"$ 101.695,71","$ 942,45","$ 18.848,95","$ 0,00","$ 0,00"]
[974,"MURO TBCON .24 PRENS 1cv STAFE","M2",187181.23,"$ 167.517,47","$ 936,37","$ 18.727,39","$ 0,00","$ 0,00"]
[160,"MURO TBCON .24 REJILLA YOMASA","M2",40822.57,"$ 21.158,81","$ 936,37","$ 18.727,39","$ 0,00","$ 0,00"]
[909,"MURO TBCON .25 REJILLA  HELIOS","M2",40822.57,"$ 21.158,81","$ 936,37","$ 18.727,39","$ 0,00","$ 0,00"]
[11491,"Muro TBCON .30 recuperar patrimonio sin ladrillo**","M2",80151.75,"$ 21.158,81","$ 1.156,72","$ 57.836,22","$ 0,00","$ 0,00"]
[152,"MURO TBCON LADRILLO RECOCIDO .24 COMUN","M2",112279.03999999999,"$ 81.958,59","$ 1.441,57","$ 28.831,41","$ 47,48","$ 0,00"]
[163,"MURO TBCON T/FINO .245  P/P   STAFE","M2",40822.57,"$ 21.158,81","$ 936,37","$ 18.727,39","$ 0,00","$ 0,00"]
[86,"MURO TBQUE .10 COMUN Recocido P/P DEPOS","M2",70137.960000000006,"$ 54.429,37","$ 748,03","$ 14.960,55","$ 0,00","$ 0,00"]
[155,"MURO TBQUE .11 BOCADILLO ALCARRAZA","M2",26670.880000000001,"$ 10.579,41","$ 766,26","$ 15.325,22","$ 0,00","$ 0,00"]
[986,"MURO TBQUE .11 COMUN P/P MOORE","M2",29349.74,"$ 10.579,41","$ 893,83","$ 17.876,51","$ 0,00","$ 0,00"]
[910,"MURO TBQUE .12  MACIZO HELIOS","M2",26670.880000000001,"$ 10.579,41","$ 766,26","$ 15.325,22","$ 0,00","$ 0,00"]
[772,"MURO TBQUE .12 BOCAD 1CV S/CRI","M2",26670.880000000001,"$ 10.579,41","$ 766,26","$ 15.325,22","$ 0,00","$ 0,00"]
[159,"MURO TBQUE .12 PREN 1CV STA/FE","M2",59524.54,"$ 43.433,07","$ 766,26","$ 15.325,22","$ 0,00","$ 0,00"]
[11489,"Muro TBQUE .12 recuperar patrimonio sin ladrillo**","M2",63187.53,"$ 10.579,41","$ 1.031,53","$ 51.576,60","$ 0,00","$ 0,00"]
[980,"MURO TBQUE .12 REJILLA YOMASA","M2",26670.880000000001,"$ 10.579,41","$ 766,26","$ 15.325,22","$ 0,00","$ 0,00"]
[162,"MURO TBQUE .12 T/FIN P/P STAFE","M2",26670.880000000001,"$ 10.579,41","$ 766,26","$ 15.325,22","$ 0,00","$ 0,00"]
[990,"MURO TBQUE .12 T/FINO 1cv STAF","M2",26670.880000000001,"$ 10.579,41","$ 766,26","$ 15.325,22","$ 0,00","$ 0,00"]
[991,"MURO TBQUE .12 VIS YOMASA","M2",47450.8,"$ 31.359,33","$ 766,26","$ 15.325,22","$ 0,00","$ 0,00"]
[15182,"Muro vitroblock o vidrioblock   (m2)","M2",209943.03,"$ 173.010,64","$ 5.580,54","$ 31.351,85","$ 0,00","$ 0,00"]
[13580,"Muro-cimiento conc.3000psi GF para mamposter**","M3",803082.63,"$ 452.428,29","$ 38.980,17","$ 311.674,17","$ 0,00","$ 0,00"]
[15130,"MuroContencionConc.Premezclado 3500 psi GC+aire","M3",820257.97,"$ 517.847,12","$ 49.590,44","$ 252.820,41","$ 0,00","$ 0,00"]
[15158,"MuroContencionConc.Premezclado 3500 psi GF+aire","M3",1046256.66,"$ 765.005,33","$ 27.371,58","$ 253.879,75","$ 0,00","$ 0,00"]
[17001,"MuroCortina V-B2(36.33X7.05m)CRD(S/Especificacion","UN",0,"$ 0,00","$ 0,00","$ 0,00","$ 0,00","$ 0,00"]
[17002,"MuroCortina V-B3(36.33X11.30m)CRD(S/Especificacion","UN",0,"$ 0,00","$ 0,00","$ 0,00","$ 0,00","$ 0,00"]
[17004,"MuroCortina V-B4(36.33X11.30m)CRD(S/Especificacion","UN",0,"$ 0,00","$ 0,00","$ 0,00","$ 0,00","$ 0,00"]
[17005,"MuroCortina V-B5(67.61X7.05m)CRD(S/Especificacion","UN",0,"$ 0,00","$ 0,00","$ 0,00","$ 0,00","$ 0,00"]
[17006,"MuroCortina V-B6(67.61X7.05m)CRD(S/Especificacion","UN",0,"$ 0,00","$ 0,00","$ 0,00","$ 0,00","$ 0,00"]
[17008,"MuroCortina V-C1(36.33X11.30m)CRD(S/Especificacio","UN",0,"$ 0,00","$ 0,00","$ 0,00","$ 0,00","$ 0,00"]
[17011,"MuroCortina V-C2(36.33X7.05m)CRD(S/Especificacio","UN",0,"$ 0,00","$ 0,00","$ 0,00","$ 0,00","$ 0,00"]
[17015,"MuroCortina V-C3(86.37X7.05m)CRD(S/Especificacio","UN",0,"$ 0,00","$ 0,00","$ 0,00","$ 0,00","$ 0,00"]
[17019,"MuroCortina V-C4(86.37X7.05m)CRD(S/Especificacio","UN",0,"$ 0,00","$ 0,00","$ 0,00","$ 0,00","$ 0,00"]
[16989,"MuroCotina V-A1(36.33X11.30m)CRD(S/Especificacion","UN",0,"$ 0,00","$ 0,00","$ 0,00","$ 0,00","$ 0,00"]
[16990,"MuroCotina V-A2(36.33X11.30m)CRD(S/Especificacion","UN",0,"$ 0,00","$ 0,00","$ 0,00","$ 0,00","$ 0,00"]
[16992,"MuroCotina V-A3(19.61X7.05m)CRD(S/Especificacion","UN",0,"$ 0,00","$ 0,00","$ 0,00","$ 0,00","$ 0,00"]
[16994,"MuroCotina V-A4(19.61X7.05m)CRD(S/Especificacion","UN",0,"$ 0,00","$ 0,00","$ 0,00","$ 0,00","$ 0,00"]
[16995,"MuroCotina V-B1(36.33X7.05m)CRD(S/Especificacion","UN",0,"$ 0,00","$ 0,00","$ 0,00","$ 0,00","$ 0,00"]
[15116,"Muroe=0.12 ladrilloprensSantFe2CV (ml)<0.70","ML",60056.41,"$ 44.441,62","$ 709,54","$ 14.905,25","$ 0,00","$ 0,00"]
[14415,"MUROPIEDRA CREMA DURA PERFIL.MONSER.H=1.20M;A=0.4","M3",525118.64,"$ 67.228,58","$ 47.087,63","$ 410.802,43","$ 0,00","$ 0,00"]
[18143,"MUROS CONCRETO 4000 PSI 0.30 PISCINAS+PASAMUR CDRC","M3",985354.2,"$ 572.461,67","$ 120.263,64","$ 292.628,88","$ 0,00","$ 0,00"]
[17940,"MUROS CONCRETO 4000 PSI 0.30 v1C TANQUES AGUA CDRC","M3",984562.08,"$ 571.669,55","$ 120.263,64","$ 292.628,88","$ 0,00","$ 0,00"]
[18306,"MUROS CONCRETO FC21 3000 PSI OCRE 0.15 CDRC","M3",495081.55,"$ 38.634,30","$ 163.818,36","$ 292.628,88","$ 0,00","$ 0,00"]
[18307,"MUROS CONCRETO FC21 3000 PSI OCRE 0.20 CDRC","M3",473304.19,"$ 38.634,30","$ 142.041,00","$ 292.628,88","$ 0,00","$ 0,00"]
[18130,"MUROS CONCRETO FC28 4000 PSI 0.40 TANQUE AGUA CDRC","M3",975971.03,"$ 573.965,05","$ 109.377,09","$ 292.628,88","$ 0,00","$ 0,00"]
[16871,"MUROS CONTEN BLQ CONC15x20x40 GRADERÍAS F'C 21 MPA","M2",209867.38,"$ 133.530,59","$ 6.373,28","$ 69.303,27","$ 660,24","$ 0,00"]
[16874,"MUROS CONTEN BLQ CONC20x20x40 GRADERÍAS graF'C17.5","M2",126994.32,"$ 87.515,89","$ 1.217,36","$ 38.261,07","$ 0,00","$ 0,00"]
[98,"MUROS CONTENCION Concr. e=.17","M3",825904.35,"$ 451.378,94","$ 25.249,33","$ 349.276,08","$ 0,00","$ 0,00"]
[17854,"MUROS DE CONTENCION GRIS CLARO F'C 35 MPA","M3",359580.09,"$ 37.285,81","$ 29.833,78","$ 292.460,50","$ 0,00","$ 0,00"]
[18152,"MUROS EN CONCRETO 3000 PSI 0.40 v1C Z TANQUES CDRC","M3",881611.04,"$ 479.605,06","$ 109.377,09","$ 292.628,88","$ 0,00","$ 0,00"]
[18136,"MUROS EN CONCRETO 4000 PSI 0.25 v1C PISCINAS CDRC","M3",991768.8,"$ 570.166,17","$ 128.973,74","$ 292.628,88","$ 0,00","$ 0,00"]
[16866,"MUROS EN CONCRETO 4000 PSI 0.30 v1C PISCINAS CDRC","M3",979838.66,"$ 566.946,13","$ 120.263,64","$ 292.628,88","$ 0,00","$ 0,00"]
[18141,"MUROS EN CONCRETO 4000 PSI 0.40 v1C PISCINAS CDRC","M3",976763.15,"$ 574.757,17","$ 109.377,09","$ 292.628,88","$ 0,00","$ 0,00"]
[18596,"MUROS EN CONCRETO TANQUE 5000 PSI 0.30 CDRC","M3",344236.68,"$ 38.687,52","$ 117.137,13","$ 188.412,02","$ 0,00","$ 0,00"]
[18309,"Muros Fach Concr 5000psiOcre A:.5 E=.1 (Inc.form C","M2",172964.9,"$ 23.629,28","$ 78.281,63","$ 71.054,00","$ 0,00","$ 0,00"]
[18334,"Muros Tabique Concr 5000psiOcre A:.15 E=.1+formale","M3",513601.46,"$ 53.383,36","$ 166.558,83","$ 293.659,28","$ 0,00","$ 0,00"]
[18310,"Muros Tabique ConexFach Concr 5000psiOcre A:.15","M3",172964.9,"$ 23.629,28","$ 78.281,63","$ 71.054,00","$ 0,00","$ 0,00"]
[15023,"MurosTanque Almace. Concreto Imp. 4000psi","M3",915543.35,"$ 613.127,99","$ 49.594,95","$ 252.820,41","$ 0,00","$ 0,00"]
[15151,"MurosTanque Almace. Concreto Imp. 4000psi Coliseo","M3",866616.51,"$ 567.192,10","$ 59.309,92","$ 240.114,49","$ 0,00","$ 0,00"]
[15767,"MuroVerde(Diseñ,const,estr,plant,rieg)315 m2(S/Esp","M2",0,"$ 0,00","$ 0,00","$ 0,00","$ 0,00","$ 0,00"]
[13884,"Nariz en Mortero (Hasta 10cm) **","ML",7856.19,"$ 1.640,44","$ 301,64","$ 5.914,11","$ 0,00","$ 0,00"]
[17570,"Nasa aseo piscina - Plastica   Suministro","UN",54516.01,"$ 54.516,01","$ 0,00","$ 0,00","$ 0,00","$ 0,00"]
[17050,"NEOPRENO APOYO EN MENSULA 0.20x0.45+ + PORON CDRC","UN",6604.52,"$ 868,48","$ 182,43","$ 5.553,60","$ 0,00","$ 0,00"]
[17530,"Nicho para reflector Piscina - concreto polo Tierr","UN",184281.99,"$ 1.738,51","$ 8.692,55","$ 173.850,93","$ 0,00","$ 0,00"]
[19187,"NICHO PLÁSTIC ESTANDAR PARA REFLECTOR CEFE COMETAS","UN",1115485.54,"$ 1.079.840,13","$ 1.698,54","$ 33.946,87","$ 0,00","$ 0,00"]
[18359,"Nicho reflector mini LED para concretoSUM+INST","UN",0,"$ 0,00","$ 0,00","$ 0,00","$ 0,00","$ 0,00"]
[18242,"Nicho reflector piscina - para concreto polo CRDC","UN",184281.99,"$ 1.738,51","$ 8.692,55","$ 173.850,93","$ 0,00","$ 0,00"]
[13131,"NichoEcológico3Canecas Acero+Subb+Placa (sum+Ins)","UN",2787938.74,"$ 2.114.842,35","$ 17.770,26","$ 614.007,71","$ 41.318,42","$ 0,00"]
[12373,"Niple HG d= 1/2\" long 0.15m **","UN",16278.09,"$ 2.879,00","$ 262,73","$ 13.136,36","$ 0,00","$ 0,00"]
[15257,"Niple HG d=1\" long 1.00m **","UN",19565.05,"$ 0,00","$ 875,14","$ 17.502,85","$ 1.187,06","$ 0,00"]
[10491,"Niple HG d=2 1/2\" long 0.15m **","UN",43602.62,"$ 19.953,00","$ 1.126,17","$ 22.523,45","$ 0,00","$ 0,00"]
[16362,"NIPLE PASAMURO ACERO GALV.  6\" - 1ml (sum+inst)","UN",90890.17,"$ 0,00","$ 4.328,10","$ 86.562,07","$ 0,00","$ 0,00"]
[16361,"NIPLE PASAMURO ACERO INOX  6\" - 1ml (sum+inst)","UN",908165.25,"$ 780.919,00","$ 6.059,35","$ 121.186,90","$ 0,00","$ 0,00"]
[17118,"NIPLE PASAMURO ACERO INOXIDABLE 2\" L=0,60 MTS","UN",55642.92,"$ 2.649,28","$ 1.039,09","$ 51.954,55","$ 0,00","$ 0,00"]
[18042,"NIPLE PASAMURO ACERO INOXIDABLE 3\" L=0,60 MTS","UN",55642.92,"$ 2.649,28","$ 1.039,09","$ 51.954,55","$ 0,00","$ 0,00"]
[17119,"NIPLE PASAMURO ACERO INOXIDABLE 4\" L=0,60 MTS","UN",82554.720000000001,"$ 2.649,28","$ 1.566,77","$ 78.338,67","$ 0,00","$ 0,00"]
[16359,"NIPLE PASAMURO ACERO NEGRO 2\" - 1ml (sum+inst)","UN",45445.09,"$ 0,00","$ 2.164,05","$ 43.281,04","$ 0,00","$ 0,00"]
[16360,"NIPLE PASAMURO ACERO NEGRO 6\" - 1ml (sum+inst)","UN",63623.12,"$ 0,00","$ 3.029,67","$ 60.593,45","$ 0,00","$ 0,00"]
[16551,"NIVELACIÓN ACABADO BORDE PISCINA CONCRETO GRANITO","ML",210722.91,"$ 166.138,60","$ 14.712,42","$ 28.589,86","$ 1.282,02","$ 0,00"]
[16550,"NIVELACIÓN ACABADO BORDE PISCINA GRANITO ESP 5 CM","ML",220536.27,"$ 188.085,21","$ 14.195,70","$ 18.255,35","$ 0,00","$ 0,00"]
[12059,"Nivelación asfalto cancha (realce usando recebo)**","M2",103053.99,"$ 57.678,96","$ 5.888,26","$ 18.555,44","$ 20.931,34","$ 0,00"]
[11707,"Nivelacion carpeta 4cm con Base MDC-1 **","M2",47338.400000000001,"$ 28.000,44","$ 5.771,41","$ 11.192,44","$ 2.374,11","$ 0,00"]
[11701,"Nivelacion carpeta 4cm con Rod.1350 **","M2",49275.96,"$ 29.938,00","$ 5.771,41","$ 11.192,44","$ 2.374,11","$ 0,00"]
[11708,"Nivelacion carpeta 5cm con Rod.1350 **","M2",56299.51,"$ 36.961,55","$ 5.771,41","$ 11.192,44","$ 2.374,11","$ 0,00"]
[13475,"Nivelacion carpeta 6cm con Rod.1350 **","M2",66738.91,"$ 43.985,10","$ 6.239,71","$ 12.952,93","$ 3.561,17","$ 0,00"]
[10406,"Nivelacion carpeta desgast 4cm sin geotext **","M2",43745.62,"$ 3.456,60","$ 36.801,29","$ 3.487,72","$ 0,00","$ 0,00"]
[10405,"Nivelacion carpeta desgast 5cm sin geotext **","M2",9651.92,"$ 3.456,60","$ 2.537,50","$ 3.657,81","$ 0,00","$ 0,00"]
[10531,"Nivelacion carpeta desgast asfalto adicional**","M3",719706.2,"$ 635.136,60","$ 20.061,30","$ 22.130,44","$ 42.377,86","$ 0,00"]
[12054,"Nivelacion carpeta desgast(Con Geotext) e=0.05**","M2",82363.399999999994,"$ 46.251,73","$ 7.482,66","$ 21.248,64","$ 7.380,35","$ 0,00"]
[10357,"Nivelación carpeta DianaTurbay(realce+geomalla)**","M2",143592.94,"$ 46.757,19","$ 63.123,39","$ 25.975,89","$ 7.736,47","$ 0,00"]
[12055,"Nivelación carpeta fisurada(con geomalla)**","M2",137132.67000000001,"$ 46.757,19","$ 17.659,81","$ 64.979,20","$ 7.736,47","$ 0,00"]
[16665,"Nivelación de Cielo Raso Modulado (Hasta 6m)","M2",17939.23,"$ 479,58","$ 2.415,33","$ 15.044,32","$ 0,00","$ 0,00"]
[10857,"Nivelación en concreto de cancha en concreto","M2",90822.14,"$ 62.549,47","$ 3.551,95","$ 24.462,70","$ 258,02","$ 0,00"]
[19154,"NIVELACION PISO EN CONCRETO F'C 28 MPA GF e=0.05","M2",56740.82,"$ 37.339,85","$ 1.444,60","$ 17.956,37","$ 0,00","$ 0,00"]
[16021,"Nivelación Pisos en Concreto 3000PSI GF","M3",830295.75,"$ 774.529,75","$ 13.576,67","$ 42.189,32","$ 0,00","$ 0,00"]
[13390,"Nivelación placa e=7 cm Conc.3000psi.+trasiego","M2",69948.22,"$ 26.196,01","$ 2.177,31","$ 39.710,27","$ 1.864,63","$ 0,00"]
[11068,"Nivelacion superf para sistema sikacarbodur o Wrap","M2",114169.9,"$ 100.796,27","$ 1.819,67","$ 11.553,95","$ 0,00","$ 0,00"]
[15085,"Nivelación y Compactación de Subrasante(MdeO+Cilin","M2",1244.93,"$ 0,00","$ 491,76","$ 753,17","$ 0,00","$ 0,00"]
[12083,"Nivelacion y Conformac talud (m2) e=0.10 conMaquin","M2",10185.040000000001,"$ 0,00","$ 2.049,63","$ 3.078,56","$ 5.056,85","$ 0,00"]
[11290,"Nivelacion y Conformacion  de Arcilla **","M3",57493.89,"$ 0,00","$ 9.062,05","$ 0,00","$ 48.431,84","$ 0,00"]
[11320,"Nivelacion y Conformacion con mater.de Excavac**","M2",9104,"$ 98,36","$ 7.909,29","$ 766,66","$ 329,69","$ 0,00"]
[10919,"Nivelacion y Conformacion talud sin retiro  (m3)**","M3",32693.599999999999,"$ 0,00","$ 6.734,18","$ 25.959,42","$ 0,00","$ 0,00"]
[10003,"Nivelacion y Conformacion taludes (m2) **","M2",14868.88,"$ 0,00","$ 3.666,61","$ 5.029,58","$ 6.172,69","$ 0,00"]
[11132,"Nivelacion y Conformacion taludes (m2) e=0.05**","M2",5168.1899999999996,"$ 0,00","$ 1.120,85","$ 1.530,78","$ 2.516,56","$ 0,00"]
[10759,"Nivelacion y Conformacion taludes con Retiro (m3)","M3",46148.31,"$ 0,00","$ 8.080,93","$ 25.959,42","$ 12.107,96","$ 0,00"]
[13061,"Nivelacion y ConformacionTerrenoConRetiroSobrantes","M2",28529.45,"$ 0,00","$ 1.020,52","$ 20.410,34","$ 7.098,59","$ 0,00"]
[10789,"Nivelación+Configuracion terreno Mater.Local Selec","M2",26533.57,"$ 0,00","$ 13.031,61","$ 5.192,57","$ 8.309,39","$ 0,00"]
[10004,"Nivelación+Configuracion terreno ZV **manual h=0.4","M2",32197.1,"$ 0,00","$ 13.546,47","$ 10.341,24","$ 8.309,39","$ 0,00"]
[11609,"Nivelación+Perfilado terreno  motoniveladora **","M2",7337,"$ 0,00","$ 6.979,24","$ 357,76","$ 0,00","$ 0,00"]
[10862,"Nivelación+Perfilado terreno **manual h=0.03","M2",2380.31,"$ 0,00","$ 36,58","$ 800,56","$ 1.543,17","$ 0,00"]
[16471,"NivelacionDadoConcreto(Limp,Escarif,Adheren+Neopre","UN",15920.97,"$ 6.578,90","$ 491,57","$ 8.824,39","$ 26,12","$ 0,00"]
[11258,"NO USAR  Caja electricaSencillaCS275 Codensa","UN",1461736.88,"$ 836.943,61","$ 16.085,31","$ 398.222,88","$ 210.485,08","$ 0,00"]
[10277,"NO USAR-Camara electricdobleCS276Codenmampos","UN",2185219.0699999998,"$ 1.318.555,75","$ 23.002,73","$ 556.912,31","$ 286.748,28","$ 0,00"]
[10543,"Normas Generales Campos Deportivos 2,20m X 0,90m (incluye dados en concreto) ","UN",952362.07,"$ 883.349,48","$ 11.350,05","$ 44.889,60","$ 12.772,93","$ 0,00"]
[11441,"Numeracion Graderías en Concreto  (5X10CM)**","UN",1022.98,"$ 24,58","$ 252,37","$ 746,03","$ 0,00","$ 0,00"]
[17757,"NVR 16CH NVR4416-16P-4KS2  (SUMI INST)","UN",328563.62,"$ 0,00","$ 8.949,20","$ 319.614,42","$ 0,00","$ 0,00"]
[18984,"NVR CCTV con disco duro CDRC Cometas","UN",5110646.66,"$ 4.928.258,00","$ 8.685,17","$ 173.703,49","$ 0,00","$ 0,00"]
[825,"OFICIALES ADMON. SIN PRESTACIONES","MES",1919164,"$ 0,00","$ 0,00","$ 1.919.164,00","$ 0,00","$ 0,00"]
[12712,"ORGANIZADOR CABLES VERTIC. 80X80 H=7 PIES","UN",73654.850000000006,"$ 64.188,01","$ 781,67","$ 8.685,17","$ 0,00","$ 0,00"]
[12577,"ORGANIZADOR DE CABLES HORIZ. 80X80","UN",151635.93,"$ 129.540,84","$ 1.250,67","$ 20.844,42","$ 0,00","$ 0,00"]
[11981,"ORINAL  + FLUXOMETRO (Sum + Inst)","UN",1157024.6100000001,"$ 1.104.048,63","$ 1.038,74","$ 51.937,24","$ 0,00","$ 0,00"]
[15106,"ORINAL  + FLUXOMETRO + SIFON (Sum + Inst)","UN",1174617.6100000001,"$ 1.121.641,63","$ 1.038,74","$ 51.937,24","$ 0,00","$ 0,00"]
[10656,"ORINAL ARRECIFE  CON GRIFERIA PUSH+FLUXOMETRO","UN",1293354.6200000001,"$ 1.256.616,01","$ 0,00","$ 36.738,61","$ 0,00","$ 0,00"]
[18631,"Orinal Arrecife Entrada Superior Corona","UN",992439.96,"$ 948.453,53","$ 2.100,98","$ 41.885,45","$ 0,00","$ 0,00"]
[482,"ORINAL CORONA FLUXOMETRO 06104","UN",876925.41,"$ 832.511,01","$ 0,00","$ 44.414,40","$ 0,00","$ 0,00"]
[483,"ORINAL CORONA MEDIANO BLANCO (solo porcelana)","UN",309413,"$ 271.427,00","$ 0,00","$ 37.986,00","$ 0,00","$ 0,00"]
[14529,"ORINAL CORONA SANTA FE (Incluye Grifería)","UN",430459.65,"$ 387.754,20","$ 898,75","$ 41.376,67","$ 430,03","$ 0,00"]
[10679,"Orinal Ecológico en Cerámica **","UN",40649.550000000003,"$ 0,00","$ 0,00","$ 40.649,55","$ 0,00","$ 0,00"]
[14001,"ORINAL GOTA+FLUXOMETRO+VALV.ANTIVAND.+TUB PVC 3/4\"","UN",1784281.47,"$ 1.680.369,01","$ 2.037,50","$ 101.874,96","$ 0,00","$ 0,00"]
[16508,"ORINAL GOTA+VALV.ANTIVAND.+ENTRADA POSTERIOR","UN",1217706.6200000001,"$ 1.172.796,65","$ 2.161,41","$ 42.748,57","$ 0,00","$ 0,00"]
[13085,"Orinal Gotta y Grifería con sensor **","UN",764254.49,"$ 706.789,97","$ 2.510,30","$ 50.206,00","$ 4.748,22","$ 0,00"]
[484,"ORINAL PEQUEÑO 6100","UN",48387.11,"$ 469,30","$ 2.304,64","$ 45.613,18","$ 0,00","$ 0,00"]
[14031,"Orinal Seco (sumin + Instal.)***","UN",1167169.8600000001,"$ 1.123.023,20","$ 865,62","$ 43.281,04","$ 0,00","$ 0,00"]
[18501,"OUTLET DE DATOS CDRC","UN",2456.17,"$ 0,00","$ 24,32","$ 2.431,85","$ 0,00","$ 0,00"]
[14575,"P-1 Aluminio+ vidrio lam 4+4mm Col Gim Sur sum+in","UN",0,"$ 0,00","$ 0,00","$ 0,00","$ 0,00","$ 0,00"]
[14250,"pach panel de 12 puertos categoria 6","UN",116728.74,"$ 0,00","$ 12.506,65","$ 104.222,09","$ 0,00","$ 0,00"]
[13661,"pach panel de 24 puertos categoria 6","UN",417203.74,"$ 300.475,00","$ 12.506,65","$ 104.222,09","$ 0,00","$ 0,00"]
[18363,"Palma Robelini/Phoenix Roebellini en Jardineras","M2",134622.75,"$ 127.441,93","$ 250,11","$ 5.002,16","$ 1.928,55","$ 0,00"]
[17147,"Panel 19\" 1U capacidad 4 cassetes (SUMI INST)","UN",146709.97,"$ 0,00","$ 4.273,11","$ 142.436,86","$ 0,00","$ 0,00"]
[17128,"Panel 19\" 3U 12 modulos, cassetes (SUMI INST)","UN",178914.59,"$ 0,00","$ 5.211,10","$ 173.703,49","$ 0,00","$ 0,00"]
[17706,"Panel Alarma Incendio Inteligente (SUMI INST)","UN",712184.31,"$ 0,00","$ 17.370,35","$ 694.813,96","$ 0,00","$ 0,00"]
[18452,"PANEL DE ALARMA DE INCENDIOS (ANUNCIADOR REMOTO)","UN",234756.97,"$ 0,00","$ 2.324,33","$ 232.432,64","$ 0,00","$ 0,00"]
[18201,"PANEL DE ALARMA DE INCENDIOS + TABLERO.","UN",5265496.4000000004,"$ 1.924.745,00","$ 319,71","$ 3.197.087,69","$ 143.344,00","$ 0,00"]
[18972,"Panel de control de incendios CDRC Cometas","UN",5361815,"$ 5.088.232,00","$ 13.027,76","$ 260.555,24","$ 0,00","$ 0,00"]
[18622,"Panel de Fachada NM AVANZADA DANPAL 16mm Godl","M2",998.33,"$ 20,12","$ 19,18","$ 959,02","$ 0,00","$ 0,00"]
[17756,"Panel de intrusión 8 zonas integradas (SUMI INST)","UN",99358.39,"$ 0,00","$ 9.032,58","$ 90.325,81","$ 0,00","$ 0,00"]
[16312,"Panel Led (60x60) 45W-6K (100-277v) Sobreponer","UN",148562.32999999999,"$ 121.398,00","$ 5.208,21","$ 21.956,12","$ 0,00","$ 0,00"]
[17537,"Panel manometros acero inox.Piscina (Incl accesori","UN",92140.98,"$ 869,25","$ 4.346,27","$ 86.925,46","$ 0,00","$ 0,00"]
[17521,"Panel Viraje acero inox+rejilla plast(incl soporte","UN",276422.96999999997,"$ 2.607,76","$ 13.038,82","$ 260.776,39","$ 0,00","$ 0,00"]
[19231,"Panel Viraje AceroInox Rejilla Sum+Ins  CEFE Cometas","UN",4304581.28,"$ 4.269.000,00","$ 1.694,35","$ 33.886,93","$ 0,00","$ 0,00"]
[11997,"Paneles de recubrimiento Muro escalada **","M2",16675.93,"$ 3.825,60","$ 5.728,00","$ 0,00","$ 7.122,33","$ 0,00"]
[10135,"Paneles en concreto aligerado GRC Complejo Acuatic","M2",237396.44,"$ 113.756,93","$ 24.506,95","$ 84.887,90","$ 14.244,66","$ 0,00"]
[874,"PANELES EN DRY WALL e=.10","M2",43234.75,"$ 14.014,75","$ 0,00","$ 29.220,00","$ 0,00","$ 0,00"]
[877,"PANELES EN DRY WALL e=.15","M2",32910.92,"$ 3.690,92","$ 0,00","$ 29.220,00","$ 0,00","$ 0,00"]
[10136,"Paneles en Superboard **","M2",44241.49,"$ 24.806,98","$ 902,84","$ 18.056,85","$ 474,82","$ 0,00"]
[17753,"Panorámica + PTZ  (SUMI INST)","UN",191508.09,"$ 0,00","$ 9.119,43","$ 182.388,66","$ 0,00","$ 0,00"]
[18273,"Pantalla Concr F'C 28 MPA4000psiOcre 5.1x.4(Inc.fo","M3",930530.09,"$ 543.764,44","$ 96.762,93","$ 290.002,72","$ 0,00","$ 0,00"]
[18304,"Pantalla Concr F'C 28 MPA4000psiOcre 7.5x.4(Inc.fo","M3",929493.03,"$ 543.300,18","$ 96.190,13","$ 290.002,72","$ 0,00","$ 0,00"]
[18027,"PANTALLA FUNDACION CONCR TREMIE F'C 28 MPA CDRC","M3",669333.4,"$ 596.633,48","$ 64.226,70","$ 8.473,22","$ 0,00","$ 0,00"]
[17936,"PANTALLA TACTIL DE CONTROL PARA REFRIGERANTE VARIA","UN",60555.8,"$ 3.453,00","$ 2.377,89","$ 47.557,71","$ 7.167,20","$ 0,00"]
[187,"PAÑETE BASES VENTANAS","ML",28291.51,"$ 17.655,43","$ 0,00","$ 10.636,08","$ 0,00","$ 0,00"]
[805,"PAÑETE CIELORASOS","M2",22006.99,"$ 9.009,93","$ 0,00","$ 12.997,06","$ 0,00","$ 0,00"]
[16097,"Pañete estructural liso sobreMuro 1:3e=0.03imperme","M2",181001.05,"$ 154.682,42","$ 9.020,15","$ 15.874,01","$ 1.424,47","$ 0,00"]
[10506,"Pañete impermeab. muro 1:3 e=0.015 a< 0.60  **","ML",15509.39,"$ 10.206,83","$ 8,94","$ 5.293,62","$ 0,00","$ 0,00"]
[13851,"Pañete impermeab. muro 1:3 e=0.015 a< 0.60  **","ML",15509.39,"$ 10.206,83","$ 8,94","$ 5.293,62","$ 0,00","$ 0,00"]
[10225,"Pañete impermeab. muro 1:3 e=0.015 a> 0.60 **","M2",18536.53,"$ 10.013,03","$ 167,13","$ 8.356,38","$ 0,00","$ 0,00"]
[13850,"Pañete impermeab. muro 1:3 e=0.03 a< 0.60 m**","ML",17596.77,"$ 11.951,03","$ 110,70","$ 5.535,04","$ 0,00","$ 0,00"]
[10267,"Pañete impermeab. muro 1:3 e=0.03 a> 0.60 m **","M2",33883.300000000003,"$ 19.961,45","$ 272,98","$ 13.648,87","$ 0,00","$ 0,00"]
[10268,"Pañete impermeab. muro 1:4 e=0.015 a> 0.60 m **","M2",17203.38,"$ 8.061,12","$ 266,28","$ 8.875,99","$ 0,00","$ 0,00"]
[10107,"Pañete impermeab. muro 1:4 e=0.03 a< 0.60 m**","ML",16634.32,"$ 9.227,48","$ 251,59","$ 7.155,25","$ 0,00","$ 0,00"]
[10008,"Pañete impermeab. muro 1:4 e=0.03 a> 0.60 m **","M2",28213.07,"$ 15.779,52","$ 942,35","$ 11.491,20","$ 0,00","$ 0,00"]
[13688,"PAÑETE LISO 1:3 COLUMNAS ANTIG-ESTADIO+AND(e=9cm)","M2",60549.440000000002,"$ 37.529,08","$ 4.062,92","$ 18.957,44","$ 0,00","$ 0,00"]
[13686,"PAÑETE LISO 1:3 MUROS CURVOS-ESTADIO+AND(e=3cm)","M2",29787.97,"$ 12.511,45","$ 3.532,04","$ 13.744,48","$ 0,00","$ 0,00"]
[165,"PAÑETE LISO BAJO GUADUA 1:5","M2",1760109.09,"$ 1.607.546,43","$ 7.264,89","$ 145.297,77","$ 0,00","$ 0,00"]
[166,"PAÑETE LISO BAJO MALLA  1:4","M2",27517.5,"$ 9.951,24","$ 836,49","$ 16.729,77","$ 0,00","$ 0,00"]
[167,"PAÑETE LISO BAJO MALLA  1:5","M2",26576.19,"$ 9.009,93","$ 836,49","$ 16.729,77","$ 0,00","$ 0,00"]
[168,"PAÑETE LISO BAJO MALLA  1:6","M2",26045.45,"$ 8.392,31","$ 840,63","$ 16.812,52","$ 0,00","$ 0,00"]
[10543,"Pañete liso bajo malla 1:4 inc.malla **","M2",31599.33,"$ 15.856,06","$ 0,00","$ 15.743,27","$ 0,00","$ 0,00"]
[14036,"PAÑETE LISO MUROS  1:3 ( e=1.5cm)","M2",23714.55,"$ 6.521,38","$ 818,72","$ 16.374,45","$ 0,00","$ 0,00"]
[13687,"PAÑETE LISO MUROS  1:3 (e=0.03m)","M2",30186.44,"$ 12.630,01","$ 836,02","$ 16.720,42","$ 0,00","$ 0,00"]
[177,"PAÑETE LISO MUROS  1:3 (IMP)  e=2cm","M2",30391.96,"$ 13.566,04","$ 329,92","$ 16.496,01","$ 0,00","$ 0,00"]
[178,"PAÑETE LISO MUROS  1:4 (e=1.5cm)","M2",12810.28,"$ 5.071,92","$ 225,39","$ 7.512,96","$ 0,00","$ 0,00"]
[179,"PAÑETE LISO MUROS  1:5","M2",22226.6,"$ 4.999,06","$ 820,36","$ 16.407,18","$ 0,00","$ 0,00"]
[18959,"PAÑETE LISO MUROS  1:5 (IMP)  e=1.5cm","M2",24484.22,"$ 7.789,48","$ 327,35","$ 16.367,40","$ 0,00","$ 0,00"]
[180,"PAÑETE LISO MUROS  1:6","M2",21866.81,"$ 4.597,06","$ 822,37","$ 16.447,38","$ 0,00","$ 0,00"]
[181,"PAÑETE LISO MUROS  1:7","M2",21574.09,"$ 4.346,55","$ 820,36","$ 16.407,18","$ 0,00","$ 0,00"]
[14904,"PAÑETE LISO MUROS(1:4) e=0.015M + ANDAMIO","M2",21899.94,"$ 5.071,92","$ 2.171,43","$ 14.656,58","$ 0,00","$ 0,00"]
[17310,"PAÑETE LISO MUROS(1:4) e=0.015M + ANDAMIO CDRC","M2",22419.38,"$ 5.220,87","$ 2.303,42","$ 14.895,09","$ 0,00","$ 0,00"]
[18765,"PAÑETE LISO MUROS1:4 Imper e=0.015M+ANDAMIO CDRC","M2",25376.47,"$ 8.177,96","$ 2.303,42","$ 14.895,09","$ 0,00","$ 0,00"]
[176,"PAÑETE LISO PLACAS 1:4 e=2.0Cm.","M2",24407.53,"$ 7.062,17","$ 825,97","$ 16.519,38","$ 0,00","$ 0,00"]
[10602,"Pañete liso placas 1:4 e=3.0 cm.     **","M2",23839.85,"$ 10.593,26","$ 1.419,58","$ 11.827,01","$ 0,00","$ 0,00"]
[182,"PAÑETE LISO PLACAS 1:5 e=2.0Cm.","M2",23739.5,"$ 6.394,15","$ 825,97","$ 16.519,38","$ 0,00","$ 0,00"]
[183,"PAÑETE LISO PLACAS 1:6 e=2.0Cm.","M2",20835.150000000001,"$ 5.879,96","$ 0,00","$ 14.955,19","$ 0,00","$ 0,00"]
[184,"PAÑETE LISO PLACAS 1:7 e=2.0Cm.","M2",19863.740000000002,"$ 5.559,54","$ 0,00","$ 14.304,20","$ 0,00","$ 0,00"]
[14026,"Pañete liso sobre muro 1:3 e=0.03 a> 0.60 mH>2.5M","M2",33384.980000000003,"$ 13.001,48","$ 3.085,02","$ 15.874,01","$ 1.424,47","$ 0,00"]
[13449,"Pañete liso sobre muro 1:4 e=0.010 a> 0.60 m **","M2",11775.31,"$ 3.402,68","$ 249,65","$ 8.122,97","$ 0,00","$ 0,00"]
[10507,"Pañete liso sobre muro 1:4 e=0.015 a> 0.60 m **","M2",14142.19,"$ 5.071,92","$ 272,86","$ 8.797,40","$ 0,00","$ 0,00"]
[10817,"Pañete liso sobre muro 1:4 e=0.025 a<0.60 m **","ML",17211.7,"$ 8.442,51","$ 258,89","$ 8.510,30","$ 0,00","$ 0,00"]
[10779,"Pañete liso sobre muro 1:4 e=0.025 a> 0.60 m **","M2",23247.439999999999,"$ 8.442,51","$ 1.192,04","$ 13.612,89","$ 0,00","$ 0,00"]
[14539,"Pañete liso sobre muro 1:4 e=0.03 mts.**","M2",27943.75,"$ 6.741,17","$ 1.369,38","$ 19.833,21","$ 0,00","$ 0,00"]
[10106,"Pañete liso sobre muros  1:4  e=0.015 a<60 cm **","ML",12056.91,"$ 5.104,03","$ 211,19","$ 6.741,70","$ 0,00","$ 0,00"]
[189,"PAÑETE POYOS MORTERO 1:3","M2",28516.240000000002,"$ 14.212,04","$ 0,00","$ 14.304,20","$ 0,00","$ 0,00"]
[993,"PAÑETE RUSTICO BAJO MALLA M:1,4 e=2.5","M2",26265.37,"$ 9.020,32","$ 821,19","$ 16.423,86","$ 0,00","$ 0,00"]
[994,"PAÑETE RUSTICO BAJO MALLA M:1,5 e=2.5","M2",24612.400000000001,"$ 8.167,07","$ 0,00","$ 16.445,34","$ 0,00","$ 0,00"]
[190,"PAÑETE SALPICADERO MORTERO 1:3","M2",22036.7,"$ 10.659,03","$ 0,00","$ 11.377,67","$ 0,00","$ 0,00"]
[769,"PAÑETE SOBRE MUROS INTERIOR","M2",18957.490000000002,"$ 5.980,92","$ 0,00","$ 12.976,57","$ 0,00","$ 0,00"]
[764,"PAÑETE TALUDES","M2",18479.759999999998,"$ 5.489,23","$ 0,00","$ 12.990,53","$ 0,00","$ 0,00"]
[13099,"Papelera (caneca) acero inox.H=0.28m;D=0.19m+Tapa","UN",0,"$ 0,00","$ 0,00","$ 0,00","$ 0,00","$ 0,00"]
[15108,"Papelera en acero (5 LTS)+ Elementos de sobreponer","UN",22706.06,"$ 1.275,20","$ 1.020,52","$ 20.410,34","$ 0,00","$ 0,00"]
[17365,"PAPELERA EN ACERO INOXIDABLE REF. 706630001 DE COR","UN",7211.65,"$ 68,03","$ 340,17","$ 6.803,45","$ 0,00","$ 0,00"]
[14039,"PAPELERA METALICA CROMADA DE SOBREPONER","UN",20895.080000000002,"$ 0,00","$ 995,00","$ 19.900,08","$ 0,00","$ 0,00"]
[404,"PAPELERA PORC BLC ACUACER CRNA","UN",27093.8,"$ 605,81","$ 519,37","$ 25.968,62","$ 0,00","$ 0,00"]
[15277,"PAPIRO COMÚN PARA JARDIN(Suministro+Instalació","M2",89954.35,"$ 71.825,20","$ 815,51","$ 16.310,23","$ 1.003,41","$ 0,00"]
[14225,"Papiros 5 UN/M2  (siemb+Caja 1x1x0.5+Tier. Abonad)","M2",195466.06,"$ 113.146,00","$ 0,00","$ 62.764,56","$ 19.555,50","$ 0,00"]
[2021,"PARARRAYOS  45MT","UN",31266.63,"$ 0,00","$ 0,00","$ 31.266,63","$ 0,00","$ 0,00"]
[15327,"Pararrayos 12 KV y Cortacircuitos de 15KV(Sum+Inst","UN",1160118.75,"$ 917.280,00","$ 4.761,54","$ 238.077,21","$ 0,00","$ 0,00"]
[15789,"Pararrayos torres Sobre ,postes alumbrado","UN",1883560.89,"$ 1.692.487,05","$ 17.370,35","$ 173.703,49","$ 0,00","$ 0,00"]
[11868,"Pararrayos torres,postes alumbrado diseño Fontanar","UN",1981133.89,"$ 1.790.060,05","$ 17.370,35","$ 173.703,49","$ 0,00","$ 0,00"]
[537,"PARCIAL 30 MT  C.N.","UN",497488,"$ 296.860,47","$ 9.553,69","$ 191.073,84","$ 0,00","$ 0,00"]
[538,"PARCIAL 30 MT PVC","UN",587320.23,"$ 386.692,70","$ 9.553,69","$ 191.073,84","$ 0,00","$ 0,00"]
[18454,"Parlante de sobreponer EVID S4.2T  CDRC","UN",0,"$ 0,00","$ 0,00","$ 0,00","$ 0,00","$ 0,00"]
[18456,"Parlante de sobreponer EVID S8.2T  CDRC","UN",1942803,"$ 1.942.803,00","$ 0,00","$ 0,00","$ 0,00","$ 0,00"]
[10715,"ParquederoAsfalto traf vehic medi+Demarc **","M2",179893.32,"$ 114.619,41","$ 42.930,38","$ 11.502,74","$ 10.840,79","$ 0,00"]
[19188,"PARTIDOR SALIDA A.I PLATAFORMA CEFE COMETAS","UN",4530313.32,"$ 4.500.318,03","$ 1.485,43","$ 28.509,87","$ 0,00","$ 0,00"]
[17518,"Partidor salida A.I-platafor fibra de vidr+ancl+nu","UN",276422.96999999997,"$ 2.607,76","$ 13.038,82","$ 260.776,39","$ 0,00","$ 0,00"]
[13324,"PASADOR PORTA CANDADO - SUMINISTRO E INSTALACIÓN ","UN",92663,"$ 52.535,46","$ 1.910,84","$ 38.216,70","$ 0,00","$ 0,00"]
[17092,"Pasamanos  Recto o inclinadoTubularCRD(S/Especif","ML",31729.57,"$ 238,48","$ 1.108,70","$ 21.215,04","$ 9.167,35","$ 0,00"]
[17357,"Pasamanos  Vidrio TempladoH=1.0m(CRD(S/Espec","ML",66262.22,"$ 5.313,52","$ 23.102,90","$ 36.269,02","$ 1.576,78","$ 0,00"]
[14631,"PASAMANOS ANGULADO (SUM + INST)","UN",1020158.36,"$ 972.055,50","$ 29.590,35","$ 16.935,73","$ 1.576,78","$ 0,00"]
[14798,"PASAMANOS ANGULADO(DESM+SUM+INST)","UN",1069757.83,"$ 972.055,50","$ 69.001,82","$ 25.403,60","$ 3.296,91","$ 0,00"]
[585,"PASAMANOS ESCALERA (.15x.02)","ML",11964.33,"$ 6.206,19","$ 112,90","$ 5.645,24","$ 0,00","$ 0,00"]
[758,"PASAMANOS ESCALERA TABLaChp.25","ML",13348.16,"$ 7.590,02","$ 112,90","$ 5.645,24","$ 0,00","$ 0,00"]
[586,"PASAMANOS FLORMORADO 15x.0.02","ML",7511.54,"$ 1.753,40","$ 112,90","$ 5.645,24","$ 0,00","$ 0,00"]
[17791,"Pasamanos Metalico MallaEslabonadaH=0.90m+Estruct","ML",67208.92,"$ 39.024,65","$ 7.969,71","$ 19.502,34","$ 712,23","$ 0,00"]
[14633,"PASAMANOS RECTO (SUM + INST)","UN",715989.71,"$ 670.098,50","$ 25.496,95","$ 18.817,48","$ 1.576,78","$ 0,00"]
[14800,"PASAMANOS RECTO(DESM+SUM+INST)","UN",761824.95,"$ 670.098,50","$ 45.579,37","$ 43.280,20","$ 2.866,88","$ 0,00"]
[17045,"Pasamanos Tipo 1 Rectos o Inclinados)CRD(S/Especif","ML",379877.92,"$ 339.219,48","$ 1.108,70","$ 21.215,04","$ 18.334,70","$ 0,00"]
[17081,"Pasamanos Tipo 2 Rectos o Inclinados)CRD(S/Especif","ML",40896.92,"$ 238,48","$ 1.108,70","$ 21.215,04","$ 18.334,70","$ 0,00"]
[17085,"Pasamanos Tipo 3 Anclado a Muros)CRD(S/Especif","ML",31729.57,"$ 238,48","$ 1.108,70","$ 21.215,04","$ 9.167,35","$ 0,00"]
[17095,"Pasamanos Tipo 4 Recto Platina H=0.90mCRD(S/Especi","ML",72133.67,"$ 11.680,30","$ 25.294,31","$ 33.582,28","$ 1.576,78","$ 0,00"]
[17096,"Pasamanos Tipo 4A Recto Platina H=0.90mCRD(S/Espec","ML",323396.52,"$ 129.380,99","$ 14.491,50","$ 179.524,03","$ 0,00","$ 0,00"]
[18204,"PasamanosAncladoPlatinasMetalH=1.10 - 0.90mS/Espec","ML",32472.32,"$ 238,48","$ 11.018,80","$ 21.215,04","$ 0,00","$ 0,00"]
[18207,"PasamanosBancasPlatinasMetal2\"x5/16\"H=0.45mS/Espec","ML",32472.32,"$ 238,48","$ 11.018,80","$ 21.215,04","$ 0,00","$ 0,00"]
[18209,"PasamanosDobleTubularInoxØ2\"H=0.90 - 0.70m S/Espec","ML",227869.32,"$ 195.635,48","$ 11.018,80","$ 21.215,04","$ 0,00","$ 0,00"]
[18203,"PasamanosEscaleraPlatinasMetalicasH=1mS/Especifica","ML",42382.42,"$ 238,48","$ 20.928,90","$ 21.215,04","$ 0,00","$ 0,00"]
[18210,"PasamanosPasarelasCubiertaEnTubularH=0.90mS/Especi","ML",331969.90000000002,"$ 135.388,98","$ 14.659,33","$ 181.921,59","$ 0,00","$ 0,00"]
[17087,"PasamanosPiscina Doble Tubular acero(CRD(S/Especif","ML",31729.57,"$ 238,48","$ 1.108,70","$ 21.215,04","$ 9.167,35","$ 0,00"]
[18198,"PasamanosRecto/InclinadoPlatinaTubularH=1mS/Especi","ML",42382.42,"$ 238,48","$ 20.928,90","$ 21.215,04","$ 0,00","$ 0,00"]
[18206,"PasamanosVidrioTempladoRemateSupInoxH=0.90mS/Espec","ML",52678.7,"$ 5.162,98","$ 24.723,90","$ 21.215,04","$ 1.576,78","$ 0,00"]
[15013,"PASAMURO NIPLE GAL.1\"L= 0.9 m+Ruana lam.cal.18","UN",9089.02,"$ 0,00","$ 432,81","$ 8.656,21","$ 0,00","$ 0,00"]
[15667,"PASAMURO NIPLE GAL.2\"L= 0.9 m+Ruana lam.cal.18","UN",64669.02,"$ 55.580,00","$ 432,81","$ 8.656,21","$ 0,00","$ 0,00"]
[15020,"PASAMURO NIPLE GAL.3\"L= 0.9 m+Ruana lam.cal18","UN",223344.02,"$ 214.255,00","$ 432,81","$ 8.656,21","$ 0,00","$ 0,00"]
[17615,"PASAMURO TIPO 1ø1 Acero Inox roscado+ruana Piscina","UN",76003.95,"$ 717,02","$ 3.585,09","$ 71.701,84","$ 0,00","$ 0,00"]
[17617,"PASAMURO TIPO 1ø2 Acero Inox roscado+ruana Piscina","UN",76003.95,"$ 717,02","$ 3.585,09","$ 71.701,84","$ 0,00","$ 0,00"]
[17618,"PASAMURO TIPO 1ø4 Acero Inox roscado+ruana Piscina","UN",76003.95,"$ 717,02","$ 3.585,09","$ 71.701,84","$ 0,00","$ 0,00"]
[17619,"PASAMURO TIPO 1ø6 Acero Inox roscado+ruana Piscina","UN",76003.95,"$ 717,02","$ 3.585,09","$ 71.701,84","$ 0,00","$ 0,00"]
[17626,"PASAMURO TIPO 2ø10 Acero Inox bridado+ruana Piscin","UN",76003.95,"$ 717,02","$ 3.585,09","$ 71.701,84","$ 0,00","$ 0,00"]
[17624,"PASAMURO TIPO 2ø6 Acero Inox bridado+ruana Piscina","UN",76003.95,"$ 717,02","$ 3.585,09","$ 71.701,84","$ 0,00","$ 0,00"]
[17625,"PASAMURO TIPO 2ø8 Acero Inox bridado+ruana Piscina","UN",76003.95,"$ 717,02","$ 3.585,09","$ 71.701,84","$ 0,00","$ 0,00"]
[17673,"PASAMURO TIPO 3ø6\"- Acero Inox liso+ruana Piscina","UN",76003.95,"$ 717,02","$ 3.585,09","$ 71.701,84","$ 0,00","$ 0,00"]
[17636,"PASAMURO TIPO 3ø8\" Acero Inox bridado1+ruana Pisci","UN",76003.95,"$ 717,02","$ 3.585,09","$ 71.701,84","$ 0,00","$ 0,00"]
[18188,"PASAMURO TIPO 4ø6\"","UN",76003.95,"$ 717,02","$ 3.585,09","$ 71.701,84","$ 0,00","$ 0,00"]
[17638,"PASAMURO TIPO 4ø8\" Acero Inox brid liso+ruana Pisc","UN",76003.95,"$ 717,02","$ 3.585,09","$ 71.701,84","$ 0,00","$ 0,00"]
[15014,"PASAMUROS NIPLE GAL.4\"L= 0.9 m +Ruana lam. cal.18","UN",273125.02,"$ 264.036,00","$ 432,81","$ 8.656,21","$ 0,00","$ 0,00"]
[15012,"PASAMUROS NIPLE GAL.6\"L= 0.9 m+Ruana lam.cal.18","UN",9089.02,"$ 0,00","$ 432,81","$ 8.656,21","$ 0,00","$ 0,00"]
[15077,"PASANTES LARGOS MAYORES A 50cm VIGAS Y COLUMNAS","UN",22486.95,"$ 0,00","$ 3.777,47","$ 18.709,48","$ 0,00","$ 0,00"]
[15076,"PASANTES LARGOS MAYORES A 70cm VIGAS Y COLUMNAS","UN",27210.01,"$ 0,00","$ 4.622,57","$ 22.587,44","$ 0,00","$ 0,00"]
[16202,"PASE TUBO CONDUIT 3/4\" UNION DE CANALETA","UN",59544.7,"$ 26.970,09","$ 1.551,17","$ 31.023,44","$ 0,00","$ 0,00"]
[10527,"Pases d=6\" Lmax=0.5 m PVC  **","UN",29153.02,"$ 21.519,55","$ 149,68","$ 7.483,79","$ 0,00","$ 0,00"]
[10544,"Pases d=8\" Lmax=0.5 m PVC","UN",42301.75,"$ 34.668,28","$ 149,68","$ 7.483,79","$ 0,00","$ 0,00"]
[9034,"Pases o lloraderos d=1 1/2\"  Lmax 0.5 m PVC.All  *","UN",0,"$ 0,00","$ 0,00","$ 0,00","$ 0,00","$ 0,00"]
[11994,"Pases o lloraderos d=1 1/2\"  Lmax 0.5 m PVC.All  *","UN",10698.48,"$ 7.236,00","$ 0,00","$ 3.462,48","$ 0,00","$ 0,00"]
[13550,"Pases o lloraderos d=2\"  Lmax 0.20 m PVC.All  **","UN",7237.26,"$ 3.882,11","$ 65,79","$ 3.289,36","$ 0,00","$ 0,00"]
[10804,"Pases o lloraderos d=2\"  Lmax 0.25 m PVC.All  **","UN",7989.63,"$ 4.634,48","$ 65,79","$ 3.289,36","$ 0,00","$ 0,00"]
[10567,"Pases o lloraderos d=2\"  Lmax 0.5 m PVC.All  **","UN",15186,"$ 7.552,53","$ 149,68","$ 7.483,79","$ 0,00","$ 0,00"]
[10528,"Pases o lloraderos d=2\" Lmax=0.5m PVC.All  **","UN",14938.27,"$ 7.478,30","$ 146,27","$ 7.313,70","$ 0,00","$ 0,00"]
[12754,"Pases o lloraderos d=2\" PVC.All   **","ML",25912.98,"$ 13.074,87","$ 251,73","$ 12.586,38","$ 0,00","$ 0,00"]
[10566,"Pases o lloraderos d=2\" PVC.All  **","ML",25912.98,"$ 13.074,87","$ 251,73","$ 12.586,38","$ 0,00","$ 0,00"]
[11001,"Pases o lloraderos d=3\" PVC.All   **","ML",24383.78,"$ 11.545,67","$ 251,73","$ 12.586,38","$ 0,00","$ 0,00"]
[10372,"Pases o lloraderos d=4\" L=1.00 PVC.All   **","ML",29561.53,"$ 15.682,50","$ 272,14","$ 13.606,89","$ 0,00","$ 0,00"]
[11142,"Pases o lloraderos d=6\" Lmax=0.5m PVCS","UN",29486.14,"$ 25.495,92","$ 78,24","$ 3.911,98","$ 0,00","$ 0,00"]
[17185,"PASES PLACA TANQUE PVC-S L MAX = 0.10M PVC-S 3\"","UN",4818.76,"$ 2.434,84","$ 46,74","$ 2.337,18","$ 0,00","$ 0,00"]
[17186,"PASES PLACA TANQUE PVC-S L MAX = 0.10M PVC-S 4\"","UN",5824.43,"$ 2.504,61","$ 65,09","$ 3.254,73","$ 0,00","$ 0,00"]
[345,"PASO ESCALERA GRANITO","ML",71875.679999999993,"$ 17.678,40","$ 0,00","$ 37.333,81","$ 1.863,47","$ 15.000,00"]
[346,"PASO ESCALERA GRAVILLA","ML",28456.73,"$ 4.449,57","$ 0,00","$ 24.007,15","$ 0,00","$ 0,00"]
[12927,"PASO ESCALERA PLAQUETA 8CM (1*0.80M)CONC.3000PSI+R","UN",98857.55,"$ 68.272,19","$ 1.375,24","$ 27.504,80","$ 1.705,32","$ 0,00"]
[347,"PASO ESCALERA VINILO","UN",0,"$ 0,00","$ 0,00","$ 0,00","$ 0,00","$ 0,00"]
[10397,"Paso escaleras en gravilla y tableta 1/4 x 26 **","ML",103664.31,"$ 22.496,97","$ 3.532,04","$ 68.038,56","$ 9.596,74","$ 0,00"]
[1007,"PASO ESCALERAS EN GRAVILLA Y TABLETA MOORE","UN",52581.37,"$ 5.586,26","$ 0,00","$ 46.995,11","$ 0,00","$ 0,00"]
[13197,"PASOGRADAH=0.21M;L=1.60M;A=0.40M(3.000PSI)","UN",150786.5,"$ 68.427,24","$ 10.643,17","$ 62.931,88","$ 8.784,21","$ 0,00"]
[14068,"Pata Banca (desm.)","UN",12931.36,"$ 0,00","$ 595,30","$ 11.906,03","$ 430,03","$ 0,00"]
[14099,"Pata Banca (inst.)","UN",26788.57,"$ 0,00","$ 1.275,65","$ 25.512,92","$ 0,00","$ 0,00"]
[14260,"Pata Banca (Suminist.)","UN",87944,"$ 87.944,00","$ 0,00","$ 0,00","$ 0,00","$ 0,00"]
[14660,"PATAS BANCA (UN) (SUM + INST)","UN",114732.57,"$ 87.944,00","$ 1.275,65","$ 25.512,92","$ 0,00","$ 0,00"]
[14827,"PATAS BANCA (UN)(DESM+SUM+INST)","UN",127663.93,"$ 87.944,00","$ 1.870,95","$ 37.418,95","$ 430,03","$ 0,00"]
[12969,"Patas caneca M-120 (desm.) STPM","UN",16943.59,"$ 1.247,91","$ 5.815,83","$ 4.518,78","$ 5.361,07","$ 0,00"]
[12970,"Patas caneca M-120 (inst.) STPM **","UN",40839.620000000003,"$ 140,70","$ 5.074,49","$ 4.518,78","$ 31.105,65","$ 0,00"]
[14653,"PATAS CANECA M-120 (SUM + INST)","UN",131447.62,"$ 90.748,70","$ 5.074,49","$ 4.518,78","$ 31.105,65","$ 0,00"]
[12974,"Patas caneca M-120 (suministro) STPM **","UN",90608,"$ 90.608,00","$ 0,00","$ 0,00","$ 0,00","$ 0,00"]
[14822,"PATAS CANECA M-120(DESM+SUM+INST)","UN",148391.21,"$ 91.996,61","$ 10.890,32","$ 9.037,56","$ 36.466,72","$ 0,00"]
[12859,"PATCH CORD (1 metro).3 Feet.**","UN",40240.04,"$ 17.597,01","$ 2.579,50","$ 17.196,65","$ 2.866,88","$ 0,00"]
[12860,"PATCH CORD (3 metros).10 Feet.**","UN",42671.55,"$ 13.836,00","$ 3.387,22","$ 22.581,45","$ 2.866,88","$ 0,00"]
[17117,"Patch Cord 1.5M 6A blindado (COLOR) (SUMI INST)","UN",51728.04,"$ 26.680,00","$ 729,55","$ 24.318,49","$ 0,00","$ 0,00"]
[18838,"PATCH CORD 10 FT COLOR AZUL/ROJO; RJ. (Suministro e instalación)","UN",19303.849999999999,"$ 13.836,00","$ 234,84","$ 4.516,29","$ 716,72","$ 0,00"]
[3039,"PATCH CORD 2m","ML",24561.67,"$ 0,00","$ 243,18","$ 24.318,49","$ 0,00","$ 0,00"]
[12266,"Patch cord cable UTP de 4 pares 1,5 m Cat 6","UN",7642.95,"$ 0,00","$ 694,81","$ 6.948,14","$ 0,00","$ 0,00"]
[17664,"PATCH CORD UTP CATEGORIA 6A 1,00m","UN",15813.09,"$ 156,33","$ 23,45","$ 15.633,31","$ 0,00","$ 0,00"]
[12858,"PATCH PANEL  24 Puertos.Cat.-5**","UN",252999.91,"$ 0,00","$ 41.688,84","$ 208.444,19","$ 2.866,88","$ 0,00"]
[17121,"Patch panel 6A blindado 24 puestos (SUMI INST)","UN",25048.04,"$ 0,00","$ 729,55","$ 24.318,49","$ 0,00","$ 0,00"]
[19182,"PATCH PANEL CAT 6 A 24 PUERTOS CEFE COMETAS","UN",461394.73,"$ 438.596,14","$ 1.085,65","$ 21.712,94","$ 0,00","$ 0,00"]
[17666,"PATCH PANEL DE 24 PUERTOS","UN",452854.65,"$ 348.476,23","$ 156,33","$ 104.222,09","$ 0,00","$ 0,00"]
[814,"PATCH PANEL MP 48 Puert.Cat.6(33voz-34Datos)**","UN",792329.92,"$ 597.782,01","$ 20.844,42","$ 173.703,49","$ 0,00","$ 0,00"]
[18154,"Patchcord fibra optica 12 hilos LC/LC CDRC Cometas","UN",57490.67,"$ 52.019,01","$ 260,56","$ 5.211,10","$ 0,00","$ 0,00"]
[17151,"Patchcord Fibra Optica Multimodo 2 M (SUMI INST)","UN",23258.89,"$ 0,00","$ 677,44","$ 22.581,45","$ 0,00","$ 0,00"]
[10859,"PatinodromoGranito+concret e=0.10 4.3-1 bland geoP","M2",292154,"$ 158.311,74","$ 41.293,98","$ 58.576,90","$ 18.971,38","$ 15.000,00"]
[10331,"Pavimento asfaltico  (METRO CUBICO)**","M3",638513.21,"$ 608.617,86","$ 12.378,23","$ 17.517,12","$ 0,00","$ 0,00"]
[16162,"Pavimento asfaltico  MDC2 sin impr( METRO CUBICO)*","M3",660033.99,"$ 630.231,00","$ 12.369,84","$ 17.433,15","$ 0,00","$ 0,00"]
[829,"PAVIMENTO EN CONCRETO  e=.18","M2",23724.560000000001,"$ 0,00","$ 2.686,16","$ 21.038,40","$ 0,00","$ 0,00"]
[828,"PAVIMENTO EN CONCRETO e=.17","M2",23140.16,"$ 0,00","$ 2.686,16","$ 20.454,00","$ 0,00","$ 0,00"]
[14943,"PAVISINT SYSTEM  e=11cm (SUM + INST)","M2",0,"$ 0,00","$ 0,00","$ 0,00","$ 0,00","$ 0,00"]
[18879,"PC ALL IN ONE- 520-22IKU - INTEL Core i3 - 21.5\"","UN",458336.81,"$ 3.241,35","$ 8.918,66","$ 445.933,20","$ 243,60","$ 0,00"]
[17126,"PDU 8 salidas 1800W 120V rackeable (SUMI INST)","UN",89457.3,"$ 0,00","$ 2.605,55","$ 86.851,75","$ 0,00","$ 0,00"]
[14467,"PEDESTAL EN CONCRETO 3000PSI -","M3",755545.56,"$ 470.921,98","$ 15.877,69","$ 240.493,98","$ 28.251,91","$ 0,00"]
[10504,"PEDESTAL EN CONCRETO 4000PSI(280N) GRIS PERLA CEFE COMETAS","M3",1172350.04,"$ 903.551,20","$ 17.037,33","$ 251.761,51","$ 0,00","$ 0,00"]
[16847,"PEDESTAL EN CONCRETO F'C28 MPA - 4000PSI CDRC","M3",850126.9,"$ 581.328,06","$ 17.037,33","$ 251.761,51","$ 0,00","$ 0,00"]
[10477,"PEDESTAL PISCINA S=50X50 CONCRETO F'C28 MPA - 4000PSI GC - CEFE COMETAS","M3",845908.73,"$ 466.540,39","$ 135.935,77","$ 243.432,57","$ 0,00","$ 0,00"]
[14118,"Pedestal Señal ruta de evacuación (Una y Dos caras","UN",23512.34,"$ 11.200,82","$ 495,48","$ 9.447,23","$ 2.368,82","$ 0,00"]
[14468,"PEDESTAL -T5 en Concreto 3000PSI -Columnas en mad","M3",755545.56,"$ 470.921,98","$ 15.877,69","$ 240.493,98","$ 28.251,91","$ 0,00"]
[15403,"PELDAÑO CONCRETO 2.500PSI(A=0.70M;E=0.10M;L=1.0M)","UN",111581.4,"$ 45.171,70","$ 4.111,20","$ 53.350,95","$ 8.947,54","$ 0,00"]
[10375,"Peldaño graderia recubrim conc e=0.05 fund sitio**","M3",2398580.35,"$ 772.865,38","$ 158.076,05","$ 1.434.106,99","$ 33.531,93","$ 0,00"]
[10425,"Peldaño graderia recubrim conc e=0.05 premezcl**","M3",2332267.69,"$ 844.080,58","$ 93.246,72","$ 1.394.940,39","$ 0,00","$ 0,00"]
[11725,"Peldaños escalera contrah. bordillo a=.50 m(Fontan","ML",285808.21000000002,"$ 104.682,27","$ 35.382,71","$ 99.970,25","$ 45.772,97","$ 0,00"]
[10239,"Peldaños escalera contrahuella bordillo a=.50 m **","ML",129648.07,"$ 44.980,18","$ 4.448,70","$ 48.686,52","$ 31.532,65","$ 0,00"]
[11814,"Peldaños escalera contrahuella bordillo A-80 a=.50","ML",216766.53,"$ 58.915,81","$ 4.117,26","$ 101.091,02","$ 52.642,42","$ 0,00"]
[12928,"Peldaños escaleraConc.+ adoquin tolete a=0.93 m *","ML",174437.15,"$ 55.001,01","$ 5.448,15","$ 80.385,43","$ 33.602,56","$ 0,00"]
[18368,"PELDAÑOS ESCALERAS+GRADERIA CONC4000PSI Ocre+Viga+","M3",1349446.23,"$ 845.607,21","$ 25.662,20","$ 478.176,82","$ 0,00","$ 0,00"]
[10623,"Peldaños Graderia contrahuella bordillo A-10 a=.50","ML",165935.66,"$ 53.763,69","$ 3.073,55","$ 69.535,57","$ 39.562,85","$ 0,00"]
[18128,"PELDAÑOS PREFABRICADOS EN CONC BANDEJA EN LAMINA","ML",53633.2,"$ 11.455,38","$ 3.494,13","$ 38.284,12","$ 399,56","$ 0,00"]
[12613,"PELICULA DE SEGURIDAD (SUM+INSTAL).","M2",0,"$ 0,00","$ 0,00","$ 0,00","$ 0,00","$ 0,00"]
[13150,"PELICULA SANDBLANSTING PERSIANA SOBRE VIDRIO","M2",0,"$ 0,00","$ 0,00","$ 0,00","$ 0,00","$ 0,00"]
[14322,"Pendon 0.50 x 6.00  (Suministro)","UN",107100,"$ 107.100,00","$ 0,00","$ 0,00","$ 0,00","$ 0,00"]
[19358,"PendonBanner13onz(1.0x1.50m)+dieseñVarillaMet+cuer","UN",57257.2,"$ 46.006,00","$ 535,77","$ 10.715,43","$ 0,00","$ 0,00"]
[14748,"PENDONES 0.50 X 6,00   (SUM + INST)","UN",152385.22,"$ 107.737,60","$ 2.126,08","$ 42.521,54","$ 0,00","$ 0,00"]
[18345,"Pennisetum Morado/SetaceumMorado en  Jardineras","M2",9995.8700000000008,"$ 2.815,05","$ 250,11","$ 5.002,16","$ 1.928,55","$ 0,00"]
[18316,"Pennisetum para jardin  Sobre Cubierta verde(1/M2)","M2",141547.10999999999,"$ 93.453,74","$ 2.393,65","$ 43.013,00","$ 2.686,73","$ 0,00"]
[18263,"Pennisetum para jardin  Taludes Exteriores(1/M2)","M2",6011.01,"$ 3.709,26","$ 72,87","$ 1.457,46","$ 771,42","$ 0,00"]
[15274,"PENNISETUM PARA JARDIN(Suministro+Instalació","M2",46541.33,"$ 27.557,78","$ 849,87","$ 16.757,58","$ 1.376,10","$ 0,00"]
[18347,"Pennisetum Verde/Setaceum verde en  Jardineras","M2",9995.8700000000008,"$ 2.815,05","$ 250,11","$ 5.002,16","$ 1.928,55","$ 0,00"]
[13093,"Percha doble metálica cromada **","UN",38674.080000000002,"$ 29.231,01","$ 0,00","$ 9.443,07","$ 0,00","$ 0,00"]
[17386,"PERCHA EN ACERO INOXIDABLE REF. 241981 DE SOCODA O","UN",42970.39,"$ 33.515,51","$ 461,65","$ 8.993,23","$ 0,00","$ 0,00"]
[14049,"Percha Sencilla metálica cromada **","UN",45405.75,"$ 33.715,00","$ 0,00","$ 8.393,84","$ 3.296,91","$ 0,00"]
[13466,"PERFIL  ESTRUCTURAL 254X64X19MME=2MM**","KG",3458.66,"$ 0,00","$ 186,12","$ 2.326,47","$ 946,07","$ 0,00"]
[12920,"Perfil metálico en ángulo de 2\" x 3/16 **","ML",37679.25,"$ 29.448,00","$ 153,06","$ 3.061,15","$ 5.017,04","$ 0,00"]
[12924,"Perfil U ref. dintel puerta Plaza Toros **","UN",100291.99,"$ 1.407,00","$ 13.581,00","$ 75.269,91","$ 10.034,08","$ 0,00"]
[10987,"Perfilacion de  talud sin retiro  material (m3)**","M3",44585.85,"$ 329,15","$ 1.870,96","$ 42.385,74","$ 0,00","$ 0,00"]
[10540,"Perfilar taludes con empradizacion **","M2",31486,"$ 19.719,86","$ 482,77","$ 8.102,06","$ 3.181,31","$ 0,00"]
[10541,"Perfilar taludes con tierra negra **","M3",24327.29,"$ 10.370,03","$ 268,25","$ 4.406,03","$ 9.282,98","$ 0,00"]
[12220,"Perfileria.div.media alt.coldrolled.pint.elec.gris","ML",0,"$ 0,00","$ 0,00","$ 0,00","$ 0,00","$ 0,00"]
[15029,"PERFILES ANGULARES, A572 Gr 50 (SUM+TRANS+INST)","KG",11332.19,"$ 608,94","$ 3.225,18","$ 7.498,07","$ 0,00","$ 0,00"]
[15025,"PERFILES EN ALMA LLENA ASTM 36 (SUM+TRANS+INST)","KG",12718.36,"$ 608,94","$ 4.611,35","$ 7.498,07","$ 0,00","$ 0,00"]
[16595,"Perfor vertical  D=6\" inyección agua cal 10:1","ML",32548.31,"$ 6.424,77","$ 1.249,56","$ 23.675,83","$ 1.198,15","$ 0,00"]
[17187,"PERFORACIÓN CON SACANÚCLEO L MAX = 0.20M 2\"","UN",15338.8,"$ 0,00","$ 0,00","$ 15.338,80","$ 0,00","$ 0,00"]
[17188,"PERFORACIÓN CON SACANÚCLEO L MAX = 0.20M 3\"","UN",17520.16,"$ 0,00","$ 0,00","$ 17.520,16","$ 0,00","$ 0,00"]
[17189,"PERFORACIÓN CON SACANÚCLEO L MAX = 0.20M 4\"","UN",19718.84,"$ 0,00","$ 0,00","$ 19.718,84","$ 0,00","$ 0,00"]
[16022,"Perforacion pared tubo complejo Acuatico","UN",569885.47,"$ 51.513,96","$ 6.593,74","$ 0,00","$ 459.970,00","$ 51.807,77"]
[12108,"Perforación roca Imploxión Expansivo Químicoh>1.0M","UN",113195.6,"$ 0,00","$ 14.526,39","$ 98.669,21","$ 0,00","$ 0,00"]
[16011,"Perforacion vertical  D=30cm ComplejoAcuatico","ML",81465.7,"$ 5.184,32","$ 1.240,15","$ 23.604,24","$ 22.565,99","$ 28.871,01"]
[16015,"Perforacion vertical  D=6\" L=10ml ComplejoAcu","ML",30594.69,"$ 3.982,32","$ 1.240,15","$ 23.604,24","$ 1.767,99","$ 0,00"]
[17578,"Perilla de seguridad, mas bisagras para puerta liv","UN",531509.92000000004,"$ 472.207,79","$ 2.823,91","$ 56.478,22","$ 0,00","$ 0,00"]
[218,"PERMA PLY FGLAS","M2",31797,"$ 8.165,55","$ 1.125,31","$ 22.506,14","$ 0,00","$ 0,00"]
[15044,"Pernos de 1/2\" L= 90 mm CAL A-325 (SUM + INST)","UN",7047.8,"$ 1.476,39","$ 2.161,01","$ 3.410,40","$ 0,00","$ 0,00"]
[15036,"Pernos de 3/8\" L= 50 mm CAL A-325 (SUM + INST)","UN",6084.94,"$ 513,53","$ 2.161,01","$ 3.410,40","$ 0,00","$ 0,00"]
[13290,"Perro de Sujeción HG 3/16\" (Sumin. e instalac.)","UN",17463.29,"$ 399,45","$ 678,30","$ 16.371,21","$ 14,33","$ 0,00"]
[18102,"PERSIANA DESCARGA TIPO FACHADA CON MALLA 26\"x12\"","UN",250170.58,"$ 223.061,75","$ 2.840,98","$ 21.400,97","$ 2.866,88","$ 0,00"]
[18103,"PERSIANA DESCARGA TIPO FACHADA CON MALLA 30\"x24\"","UN",29565.58,"$ 2.456,75","$ 2.840,98","$ 21.400,97","$ 2.866,88","$ 0,00"]
[11288,"PERSONAL DE OBRA (ADMINISTRAC. DELEGADA)","DD",58440,"$ 0,00","$ 0,00","$ 58.440,00","$ 0,00","$ 0,00"]
[377,"PICAR PAÑETE DE MURO","M2",4721.95,"$ 0,00","$ 46,75","$ 4.675,20","$ 0,00","$ 0,00"]
[380,"PICAR PAÑETE DE TECHO","M2",6909.75,"$ 0,00","$ 68,41","$ 6.841,34","$ 0,00","$ 0,00"]
[13344,"Pie de amigo àngulo 1x3/16\"","UN",20602.88,"$ 0,00","$ 639,79","$ 12.795,89","$ 7.167,20","$ 0,00"]
[10393,"Pie de amigo cerramiento d= 2\" long 3 m +platina**","ML",316197.51,"$ 207.114,74","$ 7.799,10","$ 72.743,29","$ 0,00","$ 28.540,37"]
[10392,"Pie de amigo cerramiento d= 2\" long 3 m con dado**","ML",427385.05,"$ 241.584,53","$ 3.033,16","$ 80.703,63","$ 11.931,09","$ 90.132,64"]
[11315,"Pie de Amigo Cerramientoh=2.50**","UN",144712.51,"$ 88.440,47","$ 6.680,84","$ 28.393,50","$ 14.331,69","$ 6.866,00"]
[13668,"Pie de Amigo Cerramientoh=2.50Tubo 2\"+pilotin **","UN",220095.21,"$ 145.563,34","$ 6.796,98","$ 29.719,35","$ 17.805,83","$ 20.209,71"]
[405,"PIEDRA BLANCA","M2",40481.31,"$ 10.136,93","$ 0,00","$ 30.344,39","$ 0,00","$ 0,00"]
[406,"PIEDRA MUÑECA","M2",73086.06,"$ 22.271,64","$ 2.193,63","$ 43.872,57","$ 4.748,22","$ 0,00"]
[12382,"Pieza de Remate  A-105 Rampa.","UN",76289.240000000005,"$ 47.592,66","$ 1.212,17","$ 14.952,92","$ 12.531,50","$ 0,00"]
[1002,"PILOTE  CONCRETO 3.500psiD=0.30m h.max27mBlando","ML",104602.2,"$ 52.775,11","$ 14.871,92","$ 0,00","$ 1.661,88","$ 35.293,29"]
[11077,"PILOTE  D=0.60 M exc.maxima 55 MTS","ML",283666.24,"$ 227.274,91","$ 28.229,38","$ 0,00","$ 2.374,11","$ 25.787,84"]
[11386,"PILOTE  D=0.70 M exc.maxima 55 MTS","ML",385464.74,"$ 313.421,75","$ 34.626,63","$ 0,00","$ 2.374,11","$ 35.042,25"]
[11064,"PILOTE +Concret210 D=0.25 M exc.maxima 27 MTS","ML",138682.12,"$ 85.113,06","$ 13.515,71","$ 0,00","$ 1.661,88","$ 38.391,47"]
[10095,"PILOTE +Concret210 D=0.30 m exc.maxima 35 m Blando","ML",165783.53,"$ 106.703,44","$ 15.850,75","$ 0,00","$ 2.374,11","$ 40.855,23"]
[14422,"PILOTE +Concret210 D=0.30 m exc.maxima 35 m Roca","ML",165794.78,"$ 106.703,44","$ 15.860,98","$ 0,00","$ 2.374,11","$ 40.856,25"]
[10096,"PILOTE +Concret210 D=0.40 m exc.maxima 35 m Blando","ML",178252.47,"$ 143.146,32","$ 16.527,27","$ 0,00","$ 2.374,11","$ 16.204,77"]
[14423,"PILOTE +Concret210 D=0.40 m exc.maxima 35 m Roca","ML",181657.3,"$ 143.146,32","$ 19.622,57","$ 0,00","$ 2.374,11","$ 16.514,30"]
[14222,"PILOTE +Concret245 D=0.30 m exc.maxima 35 m **","ML",117483.11,"$ 62.793,97","$ 15.850,75","$ 0,00","$ 2.374,11","$ 36.464,28"]
[10097,"PILOTE +Concreto 3.000psi D=0.50 m exc.maxima 35 m","ML",236788.01,"$ 186.412,97","$ 24.100,64","$ 0,00","$ 4.748,22","$ 21.526,18"]
[11076,"PILOTE D=0.30 M exc.maxima 27 MTS-Suelo Blando","ML",156517.5,"$ 98.279,78","$ 15.850,75","$ 0,00","$ 2.374,11","$ 40.012,86"]
[12996,"PILOTE EN CONCRETO D=0.25 M exc.maxima 27 MTS+Acer","ML",160083.53,"$ 100.064,75","$ 8.803,31","$ 8.504,31","$ 2.374,11","$ 40.337,05"]
[1000,"PILOTE EN CONCRETO D=0.40 M exc.maxima 27 MTS+Acer","ML",225741.14,"$ 176.665,18","$ 13.639,63","$ 8.504,31","$ 6.410,10","$ 20.521,92"]
[523,"PILOTE EN CONCRETO D=0.60 M exc.maxima 55 MTS+Acer","ML",356223.71,"$ 285.408,35","$ 23.516,98","$ 8.504,31","$ 6.410,10","$ 32.383,97"]
[1001,"PILOTE EN CONCRETO D=0.80 M exc.maxima 55 MTS+Acer","ML",529921.28000000003,"$ 461.393,56","$ 37.590,93","$ 23.285,07","$ 7.122,33","$ 529,39"]
[18028,"PILOTE FUNDACION CONCR TREMIE F'C 24.5 MPA CDRC","M3",72784.649999999994,"$ 84,73","$ 64.226,70","$ 8.473,22","$ 0,00","$ 0,00"]
[15500,"Pilote Infiltrac D=0.30 m exc.maxim35 m Bland Suds","ML",122265.09,"$ 71.616,17","$ 890,56","$ 16.813,78","$ 4.073,58","$ 28.871,01"]
[11014,"Pilotines  d=0.3m suelo malos21Mpa reforz**","ML",138422.91,"$ 70.467,92","$ 35.037,83","$ 20.282,30","$ 3.656,13","$ 8.978,73"]
[12384,"Pilotines  d=0.3m suelo malos21Mpa reforz**","ML",140075.01999999999,"$ 72.011,95","$ 35.037,83","$ 20.282,30","$ 3.656,13","$ 9.086,81"]
[15721,"Pilotines  d=0.3m suelo malos21Mpa sin refuerzo**","ML",102877.4,"$ 36.624,32","$ 35.343,79","$ 27.253,16","$ 3.656,13","$ 0,00"]
[12995,"Pilotines d=0.25m suelo malos 1500psi reforz**","ML",99125.6,"$ 34.097,54","$ 35.020,82","$ 19.942,12","$ 3.656,13","$ 6.408,99"]
[14472,"Pilotines d=0.25m suelo malos 3000psi sin  reforz","ML",88345.99,"$ 24.023,14","$ 35.020,82","$ 19.942,12","$ 3.656,13","$ 5.703,78"]
[11015,"Pilotines d=0.3m suelo blando21Mpa refor**","ML",139429.76000000001,"$ 76.029,10","$ 1.316,63","$ 20.510,25","$ 3.656,13","$ 37.917,65"]
[13627,"Pilotines h= 0.70m d=0.3m suelo blando21Mpa refor*","UN",82800.83,"$ 44.989,69","$ 764,28","$ 10.901,87","$ 5.935,28","$ 20.209,71"]
[13629,"Pilotines h= 1.00m d=0.3m suelo blando21Mpa refor*","UN",121089.43,"$ 68.201,66","$ 1.133,39","$ 16.948,09","$ 5.935,28","$ 28.871,01"]
[10075,"Pilotines h= 1.5m d=0.3m suelo blando21Mpa refor**","UN",178066.67,"$ 106.997,59","$ 1.333,25","$ 20.945,12","$ 5.484,19","$ 43.306,52"]
[10282,"Pilotines h= 1.5m d=0.4m IDRD 21Mpa reforzado **","ML",203378.75,"$ 108.148,14","$ 2.266,71","$ 37.799,18","$ 11.858,21","$ 43.306,52"]
[13931,"Pilotines h= 2.0m d=0.3m suelo malos21Mpa reforz**","UN",272044.40000000002,"$ 141.213,13","$ 69.644,19","$ 34.375,18","$ 9.140,32","$ 17.671,58"]
[10981,"Pilotines h= 2.5m d=0.3m suelo malos21Mpa reforz**","UN",311537.02,"$ 164.786,56","$ 87.687,38","$ 48.420,08","$ 10.643,00","$ 0,00"]
[10932,"PINT Y ARREGLO LAM DE SEGU CAMPIN***","M2",9770.56,"$ 5.102,59","$ 429,60","$ 4.238,37","$ 0,00","$ 0,00"]
[13511,"PINTURA  ESPALDAR   EN MALLA BANCA CONCRETO","UN",30141.7,"$ 8.520,80","$ 2.903,12","$ 17.370,35","$ 1.347,43","$ 0,00"]
[13572,"PINTURA  KARAPLAST","M2",7847.69,"$ 0,00","$ 2.480,84","$ 5.366,85","$ 0,00","$ 0,00"]
[16261,"Pintura Aanticorros+EsmalteTubería Ø11/4\"COLGANTE","ML",13492.02,"$ 5.119,83","$ 1.424,05","$ 6.948,14","$ 0,00","$ 0,00"]
[10139,"Pintura acrilica Koraza 10 sobre losa / pañete (2","M2",26352,"$ 15.715,27","$ 1.000,43","$ 7.262,20","$ 2.374,11","$ 0,00"]
[17169,"PINTURA ACRILICA SOBRE ESTUCO TIPO ALTA ASEPSIA DE","M2",7536.03,"$ 417,55","$ 1.787,51","$ 5.330,98","$ 0,00","$ 0,00"]
[18036,"Pintura acrilica sobre estuco tipo Koraza 10  CDRC","M2",25300.97,"$ 12.560,61","$ 2.008,38","$ 8.357,87","$ 2.374,11","$ 0,00"]
[16259,"Pintura Anticorr.+EsmalteTuberia Ø1\"COLGANTE","ML",12906.86,"$ 4.534,67","$ 1.424,05","$ 6.948,14","$ 0,00","$ 0,00"]
[17342,"Pintura Anticorr+EsmalteTubería Ø1/2\"COLGANTE","ML",12591.34,"$ 4.219,15","$ 1.424,05","$ 6.948,14","$ 0,00","$ 0,00"]
[16262,"Pintura Anticorr+EsmalteTubería Ø11/2\"COLGANTE","ML",13492.02,"$ 5.119,83","$ 1.424,05","$ 6.948,14","$ 0,00","$ 0,00"]
[18668,"Pintura Anticorr+EsmalteTubería Ø11/4\"COLGANTE","ML",3681.72,"$ 962,29","$ 53,32","$ 2.666,11","$ 0,00","$ 0,00"]
[17343,"Pintura Anticorr+EsmalteTubería Ø3/4\"COLGANTE","ML",12677.39,"$ 4.305,20","$ 1.424,05","$ 6.948,14","$ 0,00","$ 0,00"]
[16257,"Pintura Anticorrosiva Tuberia Colgante Ø1\"","ML",11830.22,"$ 4.534,67","$ 347,41","$ 6.948,14","$ 0,00","$ 0,00"]
[16258,"Pintura Anticorrosiva Tuberia Colgante Ø1\"","ML",11830.22,"$ 4.534,67","$ 347,41","$ 6.948,14","$ 0,00","$ 0,00"]
[12660,"PINTURA ANTICORROSIVA VIGA CANAL D=1.00M","ML",11286.66,"$ 4.930,17","$ 1.666,50","$ 4.689,99","$ 0,00","$ 0,00"]
[15381,"Pintura anticorrosivo+esmalte tubería 2 1/2\"","ML",12437.71,"$ 4.317,07","$ 738,24","$ 7.382,40","$ 0,00","$ 0,00"]
[15380,"Pintura anticorrosivo+esmalte tubería 4\"","ML",19897.12,"$ 6.904,10","$ 1.181,18","$ 11.811,84","$ 0,00","$ 0,00"]
[17184,"Pintura Anticorrosivo+EsmalteTuberia Ø10\"COLGANTE","ML",20548.349999999999,"$ 12.176,16","$ 1.424,05","$ 6.948,14","$ 0,00","$ 0,00"]
[16263,"Pintura Anticorrosivo+EsmalteTuberia Ø2\"COLGANTE","ML",16650.169999999998,"$ 8.277,98","$ 1.424,05","$ 6.948,14","$ 0,00","$ 0,00"]
[16268,"Pintura Anticorrosivo+EsmalteTuberia Ø3\"COLGANTE","ML",15233.11,"$ 6.860,92","$ 1.424,05","$ 6.948,14","$ 0,00","$ 0,00"]
[16267,"Pintura Anticorrosivo+EsmalteTuberia Ø6\"COLGANTE","ML",19808.3,"$ 11.436,11","$ 1.424,05","$ 6.948,14","$ 0,00","$ 0,00"]
[17180,"Pintura Anticorrosivo+EsmalteTuberia Ø8\"COLGANTE","ML",19923.04,"$ 11.550,85","$ 1.424,05","$ 6.948,14","$ 0,00","$ 0,00"]
[16265,"Pintura Anticorrosivo+EsmalteTuberiaØ21/2\"COLGANTE","ML",16650.169999999998,"$ 8.277,98","$ 1.424,05","$ 6.948,14","$ 0,00","$ 0,00"]
[16266,"Pintura Anticorrosivo+EsmalteTuberiaØ4\"COLGANTE","ML",17520.71,"$ 9.148,52","$ 1.424,05","$ 6.948,14","$ 0,00","$ 0,00"]
[16260,"PINTURA ANTICORROSIVOTUBERIA Ø1\"COLGANTE","ML",13025.9,"$ 4.534,67","$ 1.543,09","$ 6.948,14","$ 0,00","$ 0,00"]
[16264,"PINTURA ANTICORROSIVOTUBERIA Ø21/2\"COLGANTE","ML",16822.009999999998,"$ 8.277,98","$ 1.595,89","$ 6.948,14","$ 0,00","$ 0,00"]
[13972,"Pintura Banca en Madera( Esmalte Ext).","UN",40547.379999999997,"$ 3.043,39","$ 1.785,90","$ 35.718,09","$ 0,00","$ 0,00"]
[13984,"Pintura Baranda  Pasaman2\"+Trav11/2\"+paral 2\"","ML",24981.46,"$ 6.296,98","$ 3.919,68","$ 14.764,80","$ 0,00","$ 0,00"]
[12198,"Pintura Baranda M-80 (2 MANOS)","ML",21337.86,"$ 4.808,44","$ 4.543,88","$ 11.985,54","$ 0,00","$ 0,00"]
[13985,"Pintura Baranda Pasaman2\"+ 2 Trav.11/2\"+ paral2\"","ML",31694.65,"$ 7.799,07","$ 3.919,68","$ 19.975,90","$ 0,00","$ 0,00"]
[13986,"Pintura Baranda Pasaman2\"+ 3 Trav 11/2\"+paral2\"","ML",37629.1,"$ 8.869,82","$ 3.919,68","$ 24.839,60","$ 0,00","$ 0,00"]
[13987,"Pintura Bicicletero (4.8ml tub galv. 11/2\")","ML",36598.76,"$ 9.229,11","$ 3.919,68","$ 23.449,97","$ 0,00","$ 0,00"]
[12659,"Pintura Bituminosa sobre manto existente**","M2",9568.99,"$ 2.932,83","$ 1.772,46","$ 4.863,70","$ 0,00","$ 0,00"]
[10021,"Pintura cerramiento malla eslabonada **","M2",16317.03,"$ 7.300,93","$ 2.006,83","$ 7.009,27","$ 0,00","$ 0,00"]
[12796,"Pintura de  Lampara Bovedas de Cubierta estadio **","UN",50104.19,"$ 5.916,41","$ 761,91","$ 43.425,87","$ 0,00","$ 0,00"]
[13695,"Pintura de caneca M-120","UN",72785.8,"$ 5.627,83","$ 25.250,07","$ 34.740,70","$ 7.167,20","$ 0,00"]
[15028,"Pintura de elemento metal Esmalte Sintetico(2Manos","KG",1373.58,"$ 258,17","$ 246,89","$ 868,52","$ 0,00","$ 0,00"]
[14447,"Pintura de elemento metalico Anticorrosivo(2Manos)","KG",1341.21,"$ 225,80","$ 246,89","$ 868,52","$ 0,00","$ 0,00"]
[15491,"Pintura de grafitis sobre muros 3 manos","M2",78261.72,"$ 13.888,74","$ 8.349,48","$ 42.148,06","$ 1.187,06","$ 12.688,39"]
[13829,"PINTURA ELECTROSTATICA(Sum+Instalac)","M2",42968.44,"$ 41.535,00","$ 0,00","$ 0,00","$ 1.433,44","$ 0,00"]
[20616,"Pintura en Acriltex mate o similar","M2",15334.66,"$ 4.276,16","$ 1.039,31","$ 9.761,17","$ 258,02","$ 0,00"]
[10979,"Pintura epoxi base agua 1mano asepsia bajo placa**","M2",9993.36,"$ 5.716,69","$ 147,07","$ 2.845,31","$ 0,00","$ 1.284,30"]
[15124,"Pintura epóxica aséptica SIKAGUARD 68 (2manos)","M2",16808.900000000001,"$ 11.792,62","$ 241,16","$ 4.775,13","$ 0,00","$ 0,00"]
[10978,"Pintura epoxica base agua 1 mano muro asepsia  **","M2",9472,"$ 5.444,59","$ 138,38","$ 2.671,61","$ 0,00","$ 1.217,43"]
[14542,"Pintura epoxica base agua 3 manosmuro/pañete baños","M2",33298.36,"$ 12.244,41","$ 2.096,89","$ 15.633,31","$ 3.323,75","$ 0,00"]
[18081,"PINTURA EPOXICA DUCTOS","M2",56545.74,"$ 33.460,43","$ 1.079,51","$ 21.590,10","$ 415,70","$ 0,00"]
[13534,"Pintura esmalte madera rolliza 3-4\"","ML",5649.45,"$ 3.165,48","$ 225,82","$ 2.258,15","$ 0,00","$ 0,00"]
[17179,"PINTURA ESMALTE PARA TUBERÍA COLGANTE PVC 1\"","ML",12625.76,"$ 4.253,57","$ 1.424,05","$ 6.948,14","$ 0,00","$ 0,00"]
[17176,"PINTURA ESMALTE PARA TUBERÍA COLGANTE PVC 1/2\"","ML",12505.29,"$ 4.133,10","$ 1.424,05","$ 6.948,14","$ 0,00","$ 0,00"]
[17177,"PINTURA ESMALTE PARA TUBERÍA COLGANTE PVC 3/4\"","ML",12568.39,"$ 4.196,20","$ 1.424,05","$ 6.948,14","$ 0,00","$ 0,00"]
[16241,"Pintura Esmalte Sintético+Andamios(trabajo altura","M2",22339.22,"$ 4.327,40","$ 3.012,96","$ 14.998,86","$ 0,00","$ 0,00"]
[13861,"Pintura esmalte tubería 2\"","ML",8235.75,"$ 1.739,24","$ 590,59","$ 5.905,92","$ 0,00","$ 0,00"]
[18072,"PINTURA ESPECIAL PARA AISLAMIENTO TÉRMICO TIPO ESP","ML",2335.98,"$ 0,00","$ 77,11","$ 1.542,15","$ 716,72","$ 0,00"]
[10851,"Pintura estructura baloncesto **","JGO",559024.65,"$ 194.631,87","$ 82.478,42","$ 210.242,36","$ 71.672,00","$ 0,00"]
[15778,"PINTURA ESTRUCTURA CUBIERTA ESMALTE","KG",842.9,"$ 212,64","$ 142,12","$ 488,14","$ 0,00","$ 0,00"]
[13307,"Pintura estructura Futbol (con Compresor) **","JGO",355990.44,"$ 118.386,46","$ 48.628,71","$ 145.972,07","$ 43.003,20","$ 0,00"]
[10855,"Pintura estructura microfutbol (con Brocha) **","JGO",242039.9,"$ 54.478,76","$ 6.940,80","$ 137.617,15","$ 43.003,20","$ 0,00"]
[13030,"Pintura estructura microfutbol (con Compresor) **","JGO",193050.1,"$ 49.815,87","$ 28.951,46","$ 71.279,57","$ 43.003,20","$ 0,00"]
[12801,"Pintura Exterior Gris Basalto (3 Manos)","M2",29150.16,"$ 12.917,57","$ 772,98","$ 15.459,61","$ 0,00","$ 0,00"]
[13974,"Pintura guardaescoba h=0.10m (2 manos)","ML",4212.41,"$ 747,02","$ 165,02","$ 3.300,37","$ 0,00","$ 0,00"]
[15788,"Pintura Modulo- M-3(retir.pint+anticorrosivo+pint)","UN",910172.47,"$ 304.876,41","$ 136.374,64","$ 440.252,62","$ 28.668,80","$ 0,00"]
[13923,"PINTURA MODULO M-3A","UN",541923.36,"$ 211.060,64","$ 63.848,74","$ 188.174,78","$ 78.839,20","$ 0,00"]
[13014,"Pintura Modulo M-5 Columpio **","UN",934821.01,"$ 859.851,01","$ 74.970,00","$ 0,00","$ 0,00","$ 0,00"]
[13354,"PINTURA PARA RAMPAS DE BISICROSS","M2",79817.38,"$ 33.860,79","$ 17.420,80","$ 26.672,32","$ 1.863,47","$ 0,00"]
[12936,"Pintura pasamanos en madera - STPM**","UN",39037.19,"$ 11.305,80","$ 1.252,28","$ 25.045,67","$ 1.433,44","$ 0,00"]
[13848,"PINTURA POLIURETANO(Sum+Instalac)","M2",45124.27,"$ 10.269,48","$ 2.324,03","$ 31.097,32","$ 1.433,44","$ 0,00"]
[13056,"PINTURA POSTE EXTERIOR","UN",12825.01,"$ 8.226,50","$ 252,55","$ 2.525,49","$ 1.820,47","$ 0,00"]
[12230,"Pintura puerta 2m x 0.8m p. electrostática gris**","UN",162420.70000000001,"$ 157.002,30","$ 0,00","$ 0,00","$ 5.418,40","$ 0,00"]
[13853,"PINTURA SIKA COLOR C (3 MANOS) + ANDAMIO>10m  **","M2",64185.39,"$ 38.853,12","$ 2.356,95","$ 21.788,26","$ 1.187,06","$ 0,00"]
[13854,"PINTURA SIKA COLOR C microesferas + ANDAMIO>10m **","M2",67399.53,"$ 39.842,42","$ 2.462,90","$ 23.907,15","$ 1.187,06","$ 0,00"]
[13794,"PINTURA TRAFICO 0.70m","ML",8795.75,"$ 3.715,78","$ 229,62","$ 4.592,33","$ 258,02","$ 0,00"]
[13454,"Pintura vinilo Techo( 2 manos ) **","M2",10775.49,"$ 3.647,39","$ 1.598,07","$ 5.272,01","$ 258,02","$ 0,00"]
[16063,"Pintura vinilo tipo 1 cieloraso (3 manos)","M2",15050.59,"$ 5.280,41","$ 1.612,82","$ 7.899,33","$ 258,02","$ 0,00"]
[12210,"Pintura vinilo tipo 1 sobre dry wall 2 manos **","M2",12645.66,"$ 3.302,38","$ 1.825,84","$ 7.517,44","$ 0,00","$ 0,00"]
[10350,"Pintura vinilo Tipo1( 3 manos sobre estuco) **","M2",10396.57,"$ 5.938,44","$ 409,65","$ 4.048,49","$ 0,00","$ 0,00"]
[10931,"PINTURA Y ARREGLO VIGAS I (RIELES) CAMPIN***","ML",18287.849999999999,"$ 10.396,16","$ 856,70","$ 7.034,99","$ 0,00","$ 0,00"]
[13924,"PINTURA Y DEMARCACIÓN TABLERO BALONCESTO","UN",34614.199999999997,"$ 12.727,56","$ 1.042,22","$ 20.844,42","$ 0,00","$ 0,00"]
[349,"PIRLAN 0.10 FLORMORADO","ML",47318.83,"$ 1.022,60","$ 0,00","$ 46.296,23","$ 0,00","$ 0,00"]
[350,"PIRLAN ALUMINIO","ML",7541.98,"$ 19,26","$ 2.277,06","$ 5.245,66","$ 0,00","$ 0,00"]
[351,"PIRLAN CEDRO CAQUETA  (0.10)","ML",49571.31,"$ 3.275,08","$ 0,00","$ 46.296,23","$ 0,00","$ 0,00"]
[407,"PIRLAN DUCHA ARQUICER MACEDONIA 25x35","ML",58348.04,"$ 7.505,24","$ 0,00","$ 50.842,80","$ 0,00","$ 0,00"]
[408,"PIRLAN DUCHA PORCELANA   20x30","ML",52914.19,"$ 2.071,39","$ 0,00","$ 50.842,80","$ 0,00","$ 0,00"]
[14968,"PIRLAN EN ALUMINIO (SUM + INST)","ML",5062.84,"$ 481,51","$ 218,16","$ 4.363,16","$ 0,00","$ 0,00"]
[10649,"Pirlán Gravilla lavada **","ML",11736.64,"$ 2.134,80","$ 188,27","$ 9.413,58","$ 0,00","$ 0,00"]
[352,"PIRLAN LADRILLO","ML",31997.78,"$ 16.581,30","$ 0,00","$ 15.416,47","$ 0,00","$ 0,00"]
[12331,"PISAVIDRIO (Sum+Inst.)","ML",7705.76,"$ 0,00","$ 366,94","$ 7.338,82","$ 0,00","$ 0,00"]
[15566,"Piscina niños cambio transductor MESCON","UN",0,"$ 0,00","$ 0,00","$ 0,00","$ 0,00","$ 0,00"]
[15564,"Piscina olimpica, cambio de PLC Easy","UN",0,"$ 0,00","$ 0,00","$ 0,00","$ 0,00","$ 0,00"]
[1011,"PISCINAS SEMIOLIMPICA 25M X 13M PROF.PROM 1.60","UN",242367692.88,"$ 180.298.607,77","$ 6.370.359,43","$ 12.500.169,33","$ 42.286.560,82","$ 912.000,00"]
[402,"Pisi Gerflor 2mm Inst.  KONKER","M2",0,"$ 0,00","$ 0,00","$ 0,00","$ 0,00","$ 0,00"]
[19285,"PISO ACQUAFLOOR FIJACION TIPO CLIC CEFE COMETAS","M2",141066.39000000001,"$ 135.504,44","$ 276,27","$ 5.285,68","$ 0,00","$ 0,00"]
[17351,"PISO AUDITORIO-ALFOMBRA ALTO TRAFICO REF KANSAS","M2",4433.5,"$ 35,06","$ 175,32","$ 3.506,40","$ 716,72","$ 0,00"]
[18056,"PISO AUDITORIO-ALFOMBRA TRAFICO REF KANSAS CDRC","M2",8425.32,"$ 72,72","$ 363,61","$ 7.272,27","$ 716,72","$ 0,00"]
[10388,"Piso balastro con estructura 5.3-A EspejoAgua   **","M2",142919.14000000001,"$ 54.723,95","$ 37.465,54","$ 34.468,47","$ 16.261,18","$ 0,00"]
[14519,"Piso Bald. Grano Marmol Vibropr. GR-5 33x33 pulida","M2",118126.32,"$ 73.644,42","$ 2.036,36","$ 25.582,08","$ 1.863,47","$ 15.000,00"]
[11443,"PISO BALDOSA ALFA GRANILLA GRIS 30x30","M2",33334.21,"$ 6.658,48","$ 0,00","$ 26.675,74","$ 0,00","$ 0,00"]
[14544,"Piso Baldosa Grano Marmol 0,60x0,30color perlatocl","M2",116587.03,"$ 83.302,75","$ 934,87","$ 31.162,35","$ 1.187,06","$ 0,00"]
[12370,"Piso Baldosa Grano Marmol Viboprensado GR-5 33x33","M2",118264.09,"$ 83.748,46","$ 1.268,90","$ 33.246,73","$ 0,00","$ 0,00"]
[19355,"Piso Bloque de Cemento10x10x6cm+Mortero1:4","M2",86964.78,"$ 51.653,94","$ 2.823,14","$ 24.662,49","$ 7.825,21","$ 0,00"]
[11932,"Piso Carbonilla e=0.10  estructura + geotxtil","M2",102140.26,"$ 35.283,50","$ 35.123,55","$ 23.602,62","$ 8.130,59","$ 0,00"]
[15365,"Piso Caucho recic Pigment 5 cm Sum+Inst","M2",0,"$ 0,00","$ 0,00","$ 0,00","$ 0,00","$ 0,00"]
[16671,"Piso Caucho recicl 10cm (EPDM 1cm+SBR 9cm sum+inst","M2",949110,"$ 949.110,00","$ 0,00","$ 0,00","$ 0,00","$ 0,00"]
[16672,"Piso Caucho recicl 11cm (EPDM 1cm+SBR 10cm sum+ins","M2",1011292,"$ 1.011.292,00","$ 0,00","$ 0,00","$ 0,00","$ 0,00"]
[16673,"Piso Caucho recicl 12cm (EPDM 1cm+SBR 11cm sum+ins","M2",837795,"$ 837.795,00","$ 0,00","$ 0,00","$ 0,00","$ 0,00"]
[16674,"Piso Caucho recicl 13cm (EPDM 1cm+SBR 12cm sum+ins","M2",884924,"$ 884.924,00","$ 0,00","$ 0,00","$ 0,00","$ 0,00"]
[16667,"Piso Caucho recicl 2cm (EPDM 1cm+SBR 1cm sum+inst)","M2",436872,"$ 436.872,00","$ 0,00","$ 0,00","$ 0,00","$ 0,00"]
[16675,"Piso Caucho recicl 3cm (EPDM 1cm+SBR 2cm sum+inst)","M2",500669,"$ 500.669,00","$ 0,00","$ 0,00","$ 0,00","$ 0,00"]
[16676,"Piso Caucho recicl 4cm (EPDM 1cm+SBR 3cm sum+inst","M2",566082,"$ 566.082,00","$ 0,00","$ 0,00","$ 0,00","$ 0,00"]
[16677,"Piso Caucho recicl 5cm (EPDM 1cm+SBR 4cm sum+inst)","M2",628803,"$ 628.803,00","$ 0,00","$ 0,00","$ 0,00","$ 0,00"]
[16678,"Piso Caucho recicl 6cm (EPDM 1cm+SBR 5cm sum+inst)","M2",693139,"$ 693.139,00","$ 0,00","$ 0,00","$ 0,00","$ 0,00"]
[16668,"Piso Caucho recicl 7cm (EPDM 1cm+SBR 6cm sum+inst)","M2",756937,"$ 756.937,00","$ 0,00","$ 0,00","$ 0,00","$ 0,00"]
[16669,"Piso Caucho recicl 8cm (EPDM 1cm+SBR 7cm sum+inst)","M2",817919,"$ 817.919,00","$ 0,00","$ 0,00","$ 0,00","$ 0,00"]
[16670,"Piso Caucho recicl 9cm (EPDM 1cm+SBR 8cm sum+inst)","M2",889477,"$ 889.477,00","$ 0,00","$ 0,00","$ 0,00","$ 0,00"]
[18577,"Piso caucho tapete para proteción de impactos","M2",204800.99,"$ 172.586,56","$ 1.590,81","$ 30.623,63","$ 0,00","$ 0,00"]
[14381,"Piso caucho tipo Everlast 8 mm (instalación)**","M2",38794.839999999997,"$ 7.528,62","$ 1.488,87","$ 29.777,35","$ 0,00","$ 0,00"]
[13460,"Piso caucho tipo Everlast 8 mm **","M2",200460.84,"$ 169.194,62","$ 1.488,87","$ 29.777,35","$ 0,00","$ 0,00"]
[941,"PISO CLASICO VENECIA  34x34  CRNA","M2",32559.35,"$ 6.658,48","$ 1.233,38","$ 24.667,50","$ 0,00","$ 0,00"]
[11530,"Piso con tablón gres grafilado.30x30**","M2",204218493.74000001,"$ 38.495,06","$ 7.853.146,04","$ 196.326.852,64","$ 0,00","$ 0,00"]
[10121,"Piso concreto endurecido estriado a=30cm e=5cm**","M2",124223.13,"$ 70.590,27","$ 6.515,19","$ 30.178,94","$ 16.938,73","$ 0,00"]
[13313,"PISO CORONA CASIOPEA O AVOREO**","M2",39052.67,"$ 9.032,95","$ 588,62","$ 29.431,10","$ 0,00","$ 0,00"]
[12864,"PISO CORSARIO NEGRO 1.2MM (Sum+Inst).***","M2",5297.59,"$ 0,00","$ 103,87","$ 5.193,72","$ 0,00","$ 0,00"]
[15706,"PISO DECK MADERA WPC- MARRON(Sum+Inst)","M2",322569.31,"$ 257.124,17","$ 23,98","$ 64.389,09","$ 1.032,08","$ 0,00"]
[13950,"PISO DECK PLASTICO 40%MADER-60%PLAST-TAB.14CM","M2",894449.01,"$ 894.449,01","$ 0,00","$ 0,00","$ 0,00","$ 0,00"]
[16548,"PISO EASYDECK AQUA G 30.48X30.48","M2",130264.11,"$ 108.501,32","$ 2,40","$ 21.760,40","$ 0,00","$ 0,00"]
[12951,"PISO EN AGLOMERADO QUINTUPLEX  CEFE COMETAS","M2",71377.16,"$ 58.049,67","$ 645,38","$ 12.682,12","$ 0,00","$ 0,00"]
[10083,"Piso en arena de guamo e=0.15 m **","M2",13387.2,"$ 231,00","$ 12.217,95","$ 938,25","$ 0,00","$ 0,00"]
[12390,"Piso en arena e=0.04 m **","M2",6932.98,"$ 2.411,88","$ 1.816,73","$ 2.704,37","$ 0,00","$ 0,00"]
[11795,"Piso en arena e=0.10 m **","M2",10550.8,"$ 6.029,70","$ 1.816,73","$ 2.704,37","$ 0,00","$ 0,00"]
[16061,"Piso en arena suelta e=0.13m con geocelda suds","M2",67720.789999999994,"$ 41.708,53","$ 10.723,08","$ 15.289,19","$ 0,00","$ 0,00"]
[17141,"PISO EN BALDOSA COLOR GRANO FIRENZE FONDO HABANA A","M2",65244.71,"$ 19.320,91","$ 2.592,30","$ 26.468,03","$ 1.863,47","$ 15.000,00"]
[17361,"PISO EN BALDOSA DE GRANO FONDO GRIS - GRANO GRIS #","M2",101456.6,"$ 73.193,97","$ 2.554,32","$ 25.708,31","$ 0,00","$ 0,00"]
[11358,"Piso en Baldosin de Granito 33x33** BH-1","M2",81504.58,"$ 61.872,30","$ 934,87","$ 18.697,41","$ 0,00","$ 0,00"]
[11726,"Piso en Baldosin Granito Marmol(Fontanar)**","M2",155826.22,"$ 45.394,62","$ 52.957,48","$ 31.036,10","$ 26.438,03","$ 0,00"]
[12282,"Piso en Baldosin piedracid negro 45x45**","M2",33295.589999999997,"$ 7.782,67","$ 0,00","$ 25.512,92","$ 0,00","$ 0,00"]
[17373,"PISO EN CERAMICA RECTIFICADA 25x25 REF. TICINO","M2",38513.06,"$ 14.663,48","$ 1.135,69","$ 22.713,89","$ 0,00","$ 0,00"]
[17107,"PISO EN CONCRETO F'C 21 MPA E: 0.05 M. CON ARENAS","M2",68780.509999999995,"$ 35.266,28","$ 2.116,66","$ 31.397,57","$ 0,00","$ 0,00"]
[14552,"PISO EN GRANITO LAVADO","M2",46558.17,"$ 9.089,48","$ 1.558,12","$ 31.162,35","$ 4.748,22","$ 0,00"]
[11884,"Piso en grava suelta e=0.13m con geocelda + NT3000","M2",88169.41,"$ 62.157,15","$ 10.723,08","$ 15.289,19","$ 0,00","$ 0,00"]
[15361,"Piso en grava suelta e=0.13m con geocelda suds","M2",85799.56,"$ 59.787,30","$ 10.723,08","$ 15.289,19","$ 0,00","$ 0,00"]
[15499,"Piso en grava suelta e=0.175m conLlantas usadaSuds","M2",66882.23,"$ 30.695,64","$ 20.549,76","$ 15.636,83","$ 0,00","$ 0,00"]
[15498,"Piso en grava suelta e=0.20m conLlantas usada suds","M2",65620.240000000005,"$ 34.094,44","$ 15.697,16","$ 15.828,64","$ 0,00","$ 0,00"]
[10606,"Piso en gravilla (0.01m) suelta e=0.15m**","M3",203393.39,"$ 139.864,21","$ 1.038,87","$ 22.130,44","$ 40.359,87","$ 0,00"]
[10229,"Piso en gravilla suelta sin estructura **","M3",159037.4,"$ 135.868,09","$ 1.038,87","$ 22.130,44","$ 0,00","$ 0,00"]
[12625,"piso en gravilla suelta sin estructura h=0.10 **","M2",23705.73,"$ 13.986,42","$ 155,83","$ 3.319,57","$ 6.243,91","$ 0,00"]
[10190,"Piso en gravilla suelta sin estructura h=0.15 **","M2",24455.03,"$ 20.979,63","$ 155,83","$ 3.319,57","$ 0,00","$ 0,00"]
[13568,"PISO EN MADERA (CAMBIO) **","M2",51316,"$ 14.747,51","$ 1.176,09","$ 23.521,85","$ 11.870,55","$ 0,00"]
[12106,"PISO EN PIEDRA BOLA(Sumi+Inst)**","M2",35857.39,"$ 0,00","$ 2.592,17","$ 33.265,22","$ 0,00","$ 0,00"]
[17358,"PISO EN PIEDRA ROYAL DORADA E: 2 CM. FORMATO RECT","M2",107377.12,"$ 47.071,68","$ 2.871,69","$ 57.433,75","$ 0,00","$ 0,00"]
[18062,"PISO EN PIEDRA ROYAL VERDE E: 2 CM. FORM RECTANGUL","M2",109992.81,"$ 47.121,98","$ 3.039,52","$ 59.831,31","$ 0,00","$ 0,00"]
[760,"Piso en Polvo de Ladrillo (Sum.+Inst)**","M3",283750.45,"$ 241.563,55","$ 8.294,04","$ 33.892,86","$ 0,00","$ 0,00"]
[11424,"Piso en Porcelagres Alfa 30x30**","M2",49776.91,"$ 35.489,67","$ 0,00","$ 14.287,24","$ 0,00","$ 0,00"]
[17377,"PISO EN PVC CON SISTEMA DE FIJACION TIPO CLIC REF.","M2",0,"$ 0,00","$ 0,00","$ 0,00","$ 0,00","$ 0,00"]
[12650,"PISO EN RETAL DE PIEDRA MUÑECA SOBRE MORTERO 2CM","M2",16817.87,"$ 8.667,65","$ 388,11","$ 7.762,11","$ 0,00","$ 0,00"]
[15283,"Piso en secciones de Tronco(D=35-40cm)Sobre Arena","M2",20446.84,"$ 12.721,89","$ 1.543,97","$ 6.180,97","$ 0,00","$ 0,00"]
[15246,"Piso en Triturado suelto (1-3/4\")+Conformación Sup","M3",114944.74,"$ 108.423,50","$ 244,78","$ 6.276,45","$ 0,00","$ 0,00"]
[17359,"PISO EN VINILO REF. MIPOLAM SYMBIOZ 6016 SEA BLUE","M2",9555.4500000000007,"$ 90,15","$ 450,73","$ 9.014,57","$ 0,00","$ 0,00"]
[18582,"Piso en vinilo rollo diseño geometrico trafico com","M2",7645.03,"$ 71,15","$ 415,40","$ 7.115,49","$ 43,00","$ 0,00"]
[11550,"Piso enArenae=0.20+Afirmadoe=0.20+ geotex no tejid","M2",92598.720000000001,"$ 42.016,34","$ 3.179,82","$ 12.132,18","$ 35.270,38","$ 0,00"]
[14426,"PISO EPDM 1cm+SBR 3cm+ESTRUCTURA SUBBASE**","M2",615835.28,"$ 581.275,72","$ 17.098,42","$ 9.330,55","$ 8.130,59","$ 0,00"]
[15378,"Piso EPDM1cm+SBR1cm Biosaludables -sum+ inst","M2",436872,"$ 436.872,00","$ 0,00","$ 0,00","$ 0,00","$ 0,00"]
[18947,"Piso EPDM1cm+SBR1cm sobre Grava+Tritura","M2",472261.05,"$ 454.006,07","$ 9.468,54","$ 8.786,44","$ 0,00","$ 0,00"]
[13213,"PISO EPOXICO STONCLAD GS/GS4/e=4MM(Sum+Inst).***","M2",32668.53,"$ 0,00","$ 640,56","$ 32.027,97","$ 0,00","$ 0,00"]
[13198,"Piso Estoperol 3.2mm - 50x50cm-Interior-(Sum+Inst)","M2",112195.11,"$ 105.953,99","$ 181,78","$ 6.059,34","$ 0,00","$ 0,00"]
[10505,"Piso grano 1-N MELATO 30.5x30.5 pulida **","M2",48797.65,"$ 6.658,48","$ 1.203,61","$ 24.072,10","$ 1.863,47","$ 15.000,00"]
[10084,"Piso gravilla e=0.1 suelt+estructura Subb e=0.25**","M2",73108.289999999994,"$ 26.944,53","$ 4.495,53","$ 10.110,81","$ 31.557,43","$ 0,00"]
[10669,"piso gravilla e=0.1 suelta+ estructura**","M2",91023.99,"$ 28.685,73","$ 3.907,01","$ 18.879,13","$ 39.552,13","$ 0,00"]
[12166,"piso gravilla e=0.1 suelta+estructurSubb+Base**","M2",109017.4,"$ 37.670,48","$ 6.301,48","$ 9.923,33","$ 55.122,10","$ 0,00"]
[12120,"Piso Gravilla Naturale=0.03p<5% 4.2-2medio+geotext","M2",128139.58,"$ 56.900,20","$ 37.036,05","$ 16.731,36","$ 17.471,98","$ 0,00"]
[14596,"PISO MADERA GUAYMARO (SUM + INS) SQUASH","M2",43181.23,"$ 13.829,99","$ 1.171,57","$ 23.431,45","$ 4.748,22","$ 0,00"]
[14581,"PISO MADERA GUAYMARO-AMORT (SUM + INS) SQUASH","M2",62101.97,"$ 22.995,71","$ 1.523,04","$ 30.460,89","$ 7.122,33","$ 0,00"]
[14604,"PISO MADERA LAMINADA 7 mm (TRAFICO PESADO)","M2",16061.42,"$ 3.336,80","$ 605,93","$ 12.118,69","$ 0,00","$ 0,00"]
[13905,"Piso madera laminado e = 12mm, a = 0.125m **","M2",0,"$ 0,00","$ 0,00","$ 0,00","$ 0,00","$ 0,00"]
[13208,"Piso madera laminado e = 8mm, a = 0.19m **","M2",0,"$ 0,00","$ 0,00","$ 0,00","$ 0,00","$ 0,00"]
[14211,"PISO MADERA MACH. GRANADILLO (INSTALACION) **","M2",53112,"$ 7.667,79","$ 2.164,01","$ 43.280,20","$ 0,00","$ 0,00"]
[12823,"PISO MADERA MACH. ZAPAN (SUM + INS) **","M2",28792.39,"$ 8.715,07","$ 865,62","$ 17.312,41","$ 1.899,29","$ 0,00"]
[12810,"PISO MADERA MACH.GRANADILLO A=0.A=0.12M; E=1.7MM.10M (SUM+INS) **","M2",249839,"$ 249.839,00","$ 0,00","$ 0,00","$ 0,00","$ 0,00"]
[18552,"Piso Mikonos Arcoíris Ard. Cor- similar ,33 x,33","M2",47875.56,"$ 14.224,40","$ 1.659,23","$ 31.991,94","$ 0,00","$ 0,00"]
[11776,"Piso Parquead.Rod.1350 e=0.05geot.Fontanar","M2",272270.96999999997,"$ 127.909,68","$ 83.985,58","$ 25.411,16","$ 34.964,57","$ 0,00"]
[17346,"PISO PIEDRA GRN FIRENZE Hab BR roca 30x.30 CDRC","M2",53880.71,"$ 24.126,98","$ 2.637,65","$ 27.116,08","$ 0,00","$ 0,00"]
[10426,"Piso piedra muñeca y/o labor estruc 5.4-A**","M2",163666.92000000001,"$ 70.962,10","$ 8.539,63","$ 44.752,88","$ 39.412,31","$ 0,00"]
[16096,"Piso Pista AtletismoVertidoSitu(Sum+inst) IAAF-(2)","M2",0,"$ 0,00","$ 0,00","$ 0,00","$ 0,00","$ 0,00"]
[13429,"PISO PIZARRA NEGRA (NL) 40X40 (sum. e inst.) **","M2",76240.59,"$ 11.088,00","$ 5.922,96","$ 59.229,63","$ 0,00","$ 0,00"]
[13067,"Piso pizarra new black corona (sum. e inst.) **","M2",66656.2,"$ 43.719,95","$ 0,00","$ 22.936,26","$ 0,00","$ 0,00"]
[10389,"Piso polvo ladrillo e=0.03 con estructura **","M2",68870.100000000006,"$ 30.352,69","$ 3.425,98","$ 10.359,96","$ 24.731,47","$ 0,00"]
[19025,"PISO Porcelagres Carcamo Perim (INCL PIEZAS 664, 647, 245FL, 245EF+BLQ S9 PRESTIGE)0.3mCEFE COMETAS ","ML",22419.56,"$ 11.512,74","$ 519,37","$ 10.387,45","$ 0,00","$ 0,00"]
[12653,"PISO PORCELANATO 60x60 ALFA (Alfacolor+Alfalisto)","M2",79369.320000000007,"$ 57.140,18","$ 1.454,24","$ 20.774,90","$ 0,00","$ 0,00"]
[13713,"PISO PORCELANATO 60x60+Pegap+Boq+sell,A=0.70m","ML",51837.18,"$ 34.871,01","$ 0,00","$ 16.966,17","$ 0,00","$ 0,00"]
[17378,"PISO REJILLA METALICA TIPO A TAESMET O EQUI CDRC","UN",219972.85,"$ 201.794,82","$ 865,62","$ 17.312,41","$ 0,00","$ 0,00"]
[18095,"PISO SOBRE LOSA - ANDEN FACHALETA ESP ARCILLA CDRC","M2",45169.09,"$ 17.199,02","$ 1.983,70","$ 25.986,38","$ 0,00","$ 0,00"]
[17383,"PISO SOBRE TERRENO EN ADOQUIN ARCILLA 10x20x6 Cm","M2",68866.06,"$ 41.151,85","$ 2.709,63","$ 25.004,59","$ 0,00","$ 0,00"]
[10394,"Piso tablon arcilla estruc 5.4-A+pega mort Lafay**","M2",106118.2,"$ 54.184,19","$ 35.852,69","$ 6.380,25","$ 9.701,06","$ 0,00"]
[12812,"Piso Tolete Gran Formato Tolete Cocoa Rug 5x11x39 CEFE COMETAS","M2",124585.75,"$ 99.800,27","$ 3.968,49","$ 19.629,94","$ 1.187,06","$ 0,00"]
[19272,"PISO VINILO LAMINCLICK 4mm DIS SOLIDO CEFE COMETAS","M2",95797.37,"$ 88.223,49","$ 415,40","$ 7.115,49","$ 43,00","$ 0,00"]
[16552,"PISO VINILO-TráficoPesado-ACCZENTEVOLUTION","M2",9555.4500000000007,"$ 90,15","$ 450,73","$ 9.014,57","$ 0,00","$ 0,00"]
[13432,"PISO VINISOL  (KUARZARA) SUM+INST.","M2",12436.69,"$ 7.528,62","$ 233,72","$ 4.674,35","$ 0,00","$ 0,00"]
[365,"PISO VINISOL 1.6 mm","M2",0,"$ 0,00","$ 0,00","$ 0,00","$ 0,00","$ 0,00"]
[366,"PISO VINISOL 3.0 mm (30x30cm)TráficoPesado(Pepitas","M2",9014.57,"$ 0,00","$ 0,00","$ 9.014,57","$ 0,00","$ 0,00"]
[13233,"PISO VINISOL 3.2 mm","M2",0,"$ 0,00","$ 0,00","$ 0,00","$ 0,00","$ 0,00"]
[13234,"PISO VINISOL 3.2 mm","M2",13296.98,"$ 0,00","$ 260,73","$ 13.036,25","$ 0,00","$ 0,00"]
[17355,"PISOBALDOSA GRANO FIRENZE FON-HABANA AcabadoBrus","M2",49273.31,"$ 19.320,91","$ 1.620,90","$ 26.468,03","$ 1.863,47","$ 0,00"]
[18064,"PISO-BALDOSA GRANO VERDE ECO-KRISTAL-MONTAÑA 30X30","M2",65939.66,"$ 19.327,17","$ 2.654,91","$ 27.094,11","$ 1.863,47","$ 15.000,00"]
[12662,"PisoBaldosaGranoMarmol33x33 a=0.50m","ML",51599.87,"$ 42.169,63","$ 449,06","$ 8.981,18","$ 0,00","$ 0,00"]
[12638,"PisoBaldosaGranoMarmol33x33sin pulir, sin brillar.","M2",107762.25,"$ 88.651,42","$ 910,04","$ 18.200,80","$ 0,00","$ 0,00"]
[17855,"PISOBLANDO POLIURETANO KA REF. MUSAMU EV4PU 4MM","M2",587992.14,"$ 583.110,55","$ 272,61","$ 4.608,99","$ 0,00","$ 0,00"]
[10383,"PisoCarbonilla e=0.10  estructura lafayett","M2",87438.16,"$ 23.454,83","$ 38.230,59","$ 17.622,15","$ 8.130,59","$ 0,00"]
[11845,"PisoCauchoNegroGimnasio50x50 (Sumin+Instal)","M2",69550,"$ 69.550,00","$ 0,00","$ 0,00","$ 0,00","$ 0,00"]
[18092,"PISO-CERAMICA RECTIFICADA 25x25 VERDE TICINO CDRC","M2",39493.949999999997,"$ 14.682,34","$ 1.198,63","$ 23.612,97","$ 0,00","$ 0,00"]
[18764,"PisoConcret alisad 3000 psi con adoquin 10 cm verd","M2",169267.02,"$ 109.640,39","$ 11.196,23","$ 31.491,68","$ 16.938,73","$ 0,00"]
[17849,"PISO-CONCRETO F'C 21 MPA E: 0.05 M. PIGMENT-OCRE","M2",85729.600000000006,"$ 52.215,37","$ 2.116,66","$ 31.397,57","$ 0,00","$ 0,00"]
[17352,"PISOCONCRETO F'C 21MPA E:0.05 M.ACABADO LLANA-MADE","M2",36495.57,"$ 23.285,88","$ 659,70","$ 12.549,99","$ 0,00","$ 0,00"]
[18043,"PISO-MADERA AltoTRAFIC R-MOSO BAMBOO SUPREME- CDRC","M2",68514.320000000007,"$ 8.277,24","$ 2.885,56","$ 57.351,51","$ 0,00","$ 0,00"]
[16231,"PisoPistaAtletismoPrefabricado(Sum+inst) IAAF-(2)","M2",0,"$ 0,00","$ 0,00","$ 0,00","$ 0,00","$ 0,00"]
[18120,"PISO-REJILLA METALICA TIPO A- TAESMET O EQUIV CRDC","M2",221280.7,"$ 201.819,98","$ 949,54","$ 18.511,19","$ 0,00","$ 0,00"]
[18573,"Piso-vinilo liston diseño madera trafiComerMalibu","M2",7645.03,"$ 71,15","$ 415,40","$ 7.115,49","$ 43,00","$ 0,00"]
[18568,"Piso-vinilo liston diseño madera trafiComerRenova","M2",7645.03,"$ 71,15","$ 415,40","$ 7.115,49","$ 43,00","$ 0,00"]
[18585,"Piso-vinilo rollo diseñoSolid-trafCom-espirit gris","M2",86920.03,"$ 79.346,15","$ 415,40","$ 7.115,49","$ 43,00","$ 0,00"]
[18574,"Piso-viniloRolloDiseñoGeomCipresMarbellaGris","M2",7645.03,"$ 71,15","$ 415,40","$ 7.115,49","$ 43,00","$ 0,00"]
[15295,"PISTA  TROTE POLVO DE LADRILLO + Estructura **","M2",78369.58,"$ 30.471,72","$ 4.005,96","$ 12.196,65","$ 31.695,27","$ 0,00"]
[18389,"PISTA  TROTE POLVO DE LADRILLO CDRC","M2",17296.830000000002,"$ 11.445,81","$ 318,13","$ 5.532,90","$ 0,00","$ 0,00"]
[10411,"PISTA  TROTE POLVO DE LADRILLOa=2,30m **","ML",451750.52,"$ 261.247,27","$ 15.174,24","$ 39.289,37","$ 136.039,63","$ 0,00"]
[11836,"PISTA  TROTE POLVO DE LADRILLOa=2,30mFontanar **","ML",367089.37,"$ 194.967,77","$ 13.933,85","$ 36.984,98","$ 121.202,74","$ 0,00"]
[12815,"Pista de Bicicross en Limo Arcilloso+Asesor. técni","M3",207128.99,"$ 155.373,20","$ 21.742,48","$ 30.013,31","$ 0,00","$ 0,00"]
[12153,"Pista Trote Carbonilla e=0.05m Subb+Mortero **","M2",145280.07,"$ 54.754,17","$ 7.546,69","$ 35.548,30","$ 47.430,92","$ 0,00"]
[12371,"PistaHockeyBaldosaGranito+Conc3000e=0.10m4.2-1Blan","M2",309467.71000000002,"$ 192.347,79","$ 43.512,27","$ 54.636,28","$ 18.971,38","$ 0,00"]
[14655,"PIVOTES O EJE CANECA (SUM + INST)","UN",59315.65,"$ 44.101,61","$ 4.607,15","$ 9.890,17","$ 716,72","$ 0,00"]
[12975,"Pivotes o eje caneca M-120 (desm.) STPM","UN",9388.89,"$ 0,00","$ 1.766,10","$ 6.906,07","$ 716,72","$ 0,00"]
[12976,"Pivotes o eje caneca M-120 (inst.) STPM **","UN",16339.64,"$ 1.125,60","$ 4.607,15","$ 9.890,17","$ 716,72","$ 0,00"]
[14823,"PIVOTES O EJE CANECA(DESM+SUM+INST)","UN",68704.539999999994,"$ 44.101,61","$ 6.373,25","$ 16.796,24","$ 1.433,44","$ 0,00"]
[12977,"Pivotes o eje de caneca M-120 (suministro) STPM **","UN",42976.01,"$ 42.976,01","$ 0,00","$ 0,00","$ 0,00","$ 0,00"]
[14545,"Pizarra natural negra 0,60x0,30 Tipo pesadoGimnasS","M2",50641.79,"$ 16.734,26","$ 1.558,12","$ 31.162,35","$ 1.187,06","$ 0,00"]
[11330,"PLACA  CIMENTACIÓN-ESPEJO DE AGUA (FONTANAR)**","M3",487971.2,"$ 410.618,07","$ 5.916,94","$ 71.436,19","$ 0,00","$ 0,00"]
[10894,"Placa aerea aligerada+conc210  0.40 m ***","M2",133047.87,"$ 69.595,69","$ 21.043,85","$ 42.408,33","$ 0,00","$ 0,00"]
[11794,"Placa aerea aligerada+conc-210 - 0.50 m **","M3",788961.5,"$ 630.779,66","$ 86.505,87","$ 71.675,97","$ 0,00","$ 0,00"]
[11081,"Placa aerea aligerada+conc210  0.60 m ***","M2",185359.68,"$ 103.953,51","$ 24.017,57","$ 57.388,60","$ 0,00","$ 0,00"]
[10569,"Placa aerea aligerada+conc210 0.45 m **","M2",140567.46,"$ 74.013,32","$ 19.916,93","$ 46.637,21","$ 0,00","$ 0,00"]
[15093,"Placa aerea aligerada+conc210 0.50 m **","M2",172945.29,"$ 98.592,73","$ 22.064,94","$ 52.287,62","$ 0,00","$ 0,00"]
[11090,"Placa aerea aligerada+conc280  0.75 m ***","M2",236761.68,"$ 162.024,79","$ 29.724,38","$ 45.012,51","$ 0,00","$ 0,00"]
[16100,"Placa aerea aligerada+conc280 0.50 m **","M2",175612.32,"$ 101.259,76","$ 22.064,94","$ 52.287,62","$ 0,00","$ 0,00"]
[10336,"Placa aerea h=0.45 C:210 aligerada **","M2",170365.86,"$ 76.544,76","$ 37.010,19","$ 56.810,91","$ 0,00","$ 0,00"]
[11779,"PLACA AEREA RAMPA EN CONCR.3000PSI MINUSVALIDOS","M2",154969.01,"$ 116.543,12","$ 15.464,26","$ 22.961,63","$ 0,00","$ 0,00"]
[16727,"Placa AligeradaCimentaciónH=0.50m(3.000psi)Subesta","M2",299421.65999999997,"$ 261.008,61","$ 3.485,44","$ 34.927,61","$ 0,00","$ 0,00"]
[10920,"PLACA BASE CONCRETO     (0.07)  3000psi***","M2",50860.37,"$ 36.981,34","$ 272,14","$ 13.606,89","$ 0,00","$ 0,00"]
[354,"PLACA BASE CONCRETO     (0.08)","M2",55289.67,"$ 38.990,12","$ 0,00","$ 16.299,55","$ 0,00","$ 0,00"]
[355,"PLACA BASE CONCRETO     (0.10)","M2",65117.09,"$ 47.653,29","$ 0,00","$ 17.463,80","$ 0,00","$ 0,00"]
[16638,"PLACA BASE CONCRETO (e=0.07m) 3000psi+Refuerzo","M2",61184.57,"$ 45.613,01","$ 1.964,67","$ 13.606,89","$ 0,00","$ 0,00"]
[356,"PLACA BASE CONCRETO 2500PSI   (0.15)","M2",94758.83,"$ 70.076,65","$ 0,00","$ 24.682,18","$ 0,00","$ 0,00"]
[10712,"PLACA BASE CONCRETO 3000 psi    (0.15)","M2",99968.53,"$ 77.560,48","$ 439,37","$ 21.968,68","$ 0,00","$ 0,00"]
[10821,"PLACA BASE CONCRETO 3000 psi    (0.20)**","M2",121156,"$ 98.747,95","$ 439,37","$ 21.968,68","$ 0,00","$ 0,00"]
[17146,"Placa ciega para módulo cassette (SUMI INST)","UN",5367.43,"$ 0,00","$ 156,33","$ 5.211,10","$ 0,00","$ 0,00"]
[18489,"Placa cimentación+vigas descolgadas f´c=35Mpa CDRC","M3",145316.96,"$ 12.733,06","$ 58.750,15","$ 73.833,75","$ 0,00","$ 0,00"]
[13933,"Placa Conc.3000psi-5CM+mortero limp+malla galliner","M2",47448.11,"$ 28.846,31","$ 1.392,27","$ 13.624,62","$ 3.584,91","$ 0,00"]
[10391,"Placa Concreto 1:2:2  Blanco e=0.10 est 5.4.A**","M2",186256.58,"$ 141.822,91","$ 5.246,15","$ 7.905,80","$ 31.281,72","$ 0,00"]
[16030,"PLACA CONCRETO-2.500PSI(0.08X0.35X1.40M)Sin refuer","UN",51427.24,"$ 21.506,28","$ 1.063,04","$ 21.260,77","$ 7.597,15","$ 0,00"]
[16618,"Placa contra Concreto 3000 0.10 m sin rfzo allanad","M2",91176.4,"$ 46.141,84","$ 4.497,46","$ 38.293,58","$ 2.243,53","$ 0,00"]
[14130,"Placa contrapiso  3000 psi sin reforz.+Bombeo e=12","M3",789457.46,"$ 542.130,62","$ 69.820,66","$ 175.528,57","$ 1.977,63","$ 0,00"]
[12496,"Placa contrapiso  3000 psi sin reforz.+Bombeo e=15","M3",750472.3,"$ 535.252,14","$ 49.518,29","$ 164.118,34","$ 1.583,52","$ 0,00"]
[14116,"Placa contrapiso  3000 psi sin reforz.Grav-1/2\" **","M3",699062.45,"$ 546.106,79","$ 57.417,81","$ 95.537,85","$ 0,00","$ 0,00"]
[16589,"Placa contrapiso  4000 psi + refuerzo **","M3",1298788.76,"$ 1.028.303,30","$ 57.720,98","$ 212.764,47","$ 0,00","$ 0,00"]
[11549,"Placa contrapiso  4000 psi sin reforz. **","M3",874616.94,"$ 636.382,55","$ 83.360,73","$ 153.290,13","$ 1.583,52","$ 0,00"]
[11145,"Placa contrapiso 0.05 m 2500 psi sin reforz. **","M2",40878.69,"$ 19.712,66","$ 3.272,45","$ 16.670,91","$ 1.222,67","$ 0,00"]
[11147,"Placa contrapiso 0.05 m 3000 psi sin reforz. **","M2",41879.22,"$ 24.106,97","$ 3.229,88","$ 14.542,37","$ 0,00","$ 0,00"]
[11703,"Placa contrapiso 0.07m 2500 psi Premez + refor**","M2",67210.97,"$ 44.573,03","$ 5.865,50","$ 16.772,43","$ 0,00","$ 0,00"]
[11704,"Placa contrapiso 0.07m 2500 psi Premez sin refuerz","M2",96658.9,"$ 65.823,04","$ 4.848,85","$ 25.987,01","$ 0,00","$ 0,00"]
[10346,"Placa contrapiso 0.07m2500 psi sin reforz.+Bombeo","M2",55036.88,"$ 36.515,82","$ 3.854,58","$ 14.666,48","$ 0,00","$ 0,00"]
[11711,"Placa contrapiso 0.07m2500psi sin ref + form**","M2",99646.24,"$ 65.934,06","$ 4.547,23","$ 27.453,21","$ 1.711,73","$ 0,00"]
[11082,"Placa contrapiso 0.08m 2500 psi Premez + refor**","M2",72216.67,"$ 47.992,93","$ 5.239,48","$ 18.734,98","$ 249,28","$ 0,00"]
[13517,"Placa contrapiso 0.08m 3000 psi Premez sin refuerz","M2",61732.41,"$ 39.948,85","$ 4.314,60","$ 17.468,96","$ 0,00","$ 0,00"]
[13869,"Placa contrapiso 0.10 m 2500 psi **","M2",64075.22,"$ 40.285,51","$ 1.710,39","$ 19.633,99","$ 2.445,33","$ 0,00"]
[10685,"Placa contrapiso 0.10 m 2500 psi reforz. **","M2",77143.73,"$ 54.328,73","$ 4.889,23","$ 17.925,77","$ 0,00","$ 0,00"]
[11647,"Placa contrapiso 0.10 m 2500 psi+malla 4mm **","M2",78535.09,"$ 49.445,99","$ 3.368,57","$ 23.025,92","$ 2.694,61","$ 0,00"]
[13968,"Placa contrapiso 0.10 m 3.000 psi +Compact**","M2",71049.570000000007,"$ 41.884,72","$ 5.594,28","$ 20.880,70","$ 2.689,87","$ 0,00"]
[16792,"Placa contrapiso 0.10 m 3.000 psi+malla 4mm **","M2",80408.44,"$ 58.234,62","$ 3.155,71","$ 18.768,83","$ 249,28","$ 0,00"]
[19260,"Placa contrapiso 0.12 m 3000 psi + Malla","M2",126038.74,"$ 94.607,90","$ 2.064,44","$ 26.232,57","$ 3.133,83","$ 0,00"]
[14983,"Placa contrapiso 0.125 m 3000 psi Coliseo Tunal","M2",97484.12,"$ 65.767,14","$ 2.067,49","$ 26.385,09","$ 3.264,40","$ 0,00"]
[10307,"Placa contrapiso 0.15 m 2500 psi reforz.+Bombeo**","M2",123408.42,"$ 79.256,04","$ 7.898,19","$ 32.586,19","$ 3.668,00","$ 0,00"]
[16854,"Placa contrapiso F´C 21MPA 3000 psi 0.10m CDRC","M2",71036.14,"$ 46.088,30","$ 7.114,64","$ 17.833,21","$ 0,00","$ 0,00"]
[18002,"Placa contrapiso F´C 21MPA 3000 psi 0.15m CDRC","M2",80925.67,"$ 54.923,56","$ 8.168,91","$ 17.833,21","$ 0,00","$ 0,00"]
[13715,"Placa contrapiso h=0.10 210k/cm2 sinReforz+Aire**","M2",71684.09,"$ 49.399,86","$ 2.708,09","$ 19.576,14","$ 0,00","$ 0,00"]
[10335,"Placa contrapiso h=0.10 C:210 kg/cm2 (5.5m@15)**","M2",102038.35,"$ 83.252,23","$ 584,98","$ 18.201,15","$ 0,00","$ 0,00"]
[11400,"Placa contrapiso h=0.10 C:210 kg/cm2 (6mm@15) **","M2",100197.63,"$ 82.903,50","$ 555,73","$ 16.738,41","$ 0,00","$ 0,00"]
[14062,"Placa contrapiso h=0.10 C:210 kg/cm2 (6mm@15)Sin A","M2",95061.759999999995,"$ 75.581,69","$ 598,59","$ 18.881,49","$ 0,00","$ 0,00"]
[15092,"Placa contrapiso h=0.10 C:210 kg/cm2 +polisec","M2",70444.25,"$ 50.227,01","$ 640,32","$ 19.576,93","$ 0,00","$ 0,00"]
[11773,"Placa contrapiso h=0.11 C:210 kg/cm2 +Malla**","M3",777445.18,"$ 635.684,11","$ 4.609,25","$ 137.151,82","$ 0,00","$ 0,00"]
[18725,"Placa contrapiso h=0.12 F'c=21Mpa 3000PsiCDRC","M2",76525.119999999995,"$ 56.856,24","$ 787,40","$ 18.881,49","$ 0,00","$ 0,00"]
[11135,"Placa contrapiso h=0.15 210k/cm2 + Reforz+Aire**","M2",123521.39,"$ 94.058,33","$ 2.427,73","$ 27.035,33","$ 0,00","$ 0,00"]
[10347,"Placa contrapiso h=0.15 210k/cm2 sinReforz imper**","M2",256062.91,"$ 226.599,85","$ 2.427,73","$ 27.035,33","$ 0,00","$ 0,00"]
[10946,"Placa contrapiso h=0.15 210k/cm2 sinReforz+Aire**","M2",114892.46,"$ 85.357,83","$ 3.203,57","$ 26.331,06","$ 0,00","$ 0,00"]
[11792,"Placa contrapiso h=0.17 C:210 kg/cm2 +Malla**","M3",772816.47,"$ 627.960,56","$ 4.582,38","$ 140.273,53","$ 0,00","$ 0,00"]
[15468,"Placa contrapiso h=012 3000psi + Acelerante+Malla","M2",108839.07,"$ 82.988,16","$ 4.288,93","$ 21.561,98","$ 0,00","$ 0,00"]
[16242,"Placa contrapiso MR-36  sin reforz.+Bombeo e=15","M3",668497.69999999995,"$ 453.277,54","$ 49.518,29","$ 164.118,34","$ 1.583,52","$ 0,00"]
[14952,"PLACA CONTRAPISO PARA TANQUE CONCRETO 4000PSI","M3",736905.87,"$ 549.102,40","$ 49.214,62","$ 138.588,85","$ 0,00","$ 0,00"]
[11710,"Placa Contrapiso7Cm 2500 psi Prem+refuer+form+bomb","M2",109076.29,"$ 78.390,55","$ 4.455,31","$ 26.230,43","$ 0,00","$ 0,00"]
[15160,"Placa de contrapiso C:210 kg/cm2**","M3",644608.29,"$ 493.719,64","$ 54.152,03","$ 96.736,62","$ 0,00","$ 0,00"]
[10011,"Placa de contrapiso h=0.15 C:210 kg/cm2 reforz**","M2",117906.2,"$ 94.581,57","$ 930,47","$ 22.394,16","$ 0,00","$ 0,00"]
[15133,"Placa de contrapiso h=0.20 C:210 kg/cm2**","M2",128452.45,"$ 97.861,32","$ 11.483,56","$ 19.107,57","$ 0,00","$ 0,00"]
[11374,"Placa de contrapiso h=0.30 C:280 kg/cm2**","M2",196902.42,"$ 147.301,53","$ 16.684,12","$ 32.916,77","$ 0,00","$ 0,00"]
[801,"PLACA DE PISO PISCINA","M3",150061.47,"$ 54.561,88","$ 51.270,64","$ 44.228,95","$ 0,00","$ 0,00"]
[15938,"PLACA EN CONCRETO e=.10 + Subbase Granular","M2",89981.24,"$ 61.508,82","$ 0,00","$ 28.472,42","$ 0,00","$ 0,00"]
[13978,"Placa en Concreto para Banca  M-31/M-50 (Sin Ref)","M2",60965.62,"$ 30.717,14","$ 2.014,06","$ 20.140,60","$ 8.093,82","$ 0,00"]
[11313,"PLACA en voladizo acceso principal**","M2",206217.58,"$ 152.524,52","$ 17.389,18","$ 36.303,88","$ 0,00","$ 0,00"]
[10525,"Placa Flotante 0.45 m **","M2",189131.61,"$ 122.607,24","$ 16.530,38","$ 49.993,99","$ 0,00","$ 0,00"]
[1008,"PLACA FLOTANTE 0.90","M2",296154.07,"$ 204.821,67","$ 28.400,90","$ 62.931,50","$ 0,00","$ 0,00"]
[14981,"Placa Maciz 4000ps sobre SteelDeck 0.10 m","M2",71200.75,"$ 45.871,44","$ 4.372,75","$ 20.956,56","$ 0,00","$ 0,00"]
[95,"Placa Maciza 0.10 M.(Entrepiso)","M2",87748.55,"$ 41.193,52","$ 16.993,50","$ 29.561,53","$ 0,00","$ 0,00"]
[96,"PLACA MACIZA 0.12 M. (Entrepiso)","M2",102538.52,"$ 53.816,25","$ 17.031,49","$ 31.690,78","$ 0,00","$ 0,00"]
[75,"PLACA MACIZA 0.14 M.","M2",111080.2,"$ 62.745,58","$ 14.815,53","$ 33.519,09","$ 0,00","$ 0,00"]
[11793,"PLACA MACIZA 0.14 M. CONC.3000PSI.","M3",785898.15,"$ 458.178,86","$ 51.659,30","$ 276.059,99","$ 0,00","$ 0,00"]
[97,"PLACA MACIZA 0.15 M.","M2",118646.81,"$ 67.206,10","$ 15.136,83","$ 36.303,88","$ 0,00","$ 0,00"]
[13207,"PLACA MACIZA 0.15 M.+Antisol+Super T","M2",158919.29,"$ 103.848,70","$ 18.766,71","$ 36.303,88","$ 0,00","$ 0,00"]
[83,"PLACA MACIZA 0.18 M.","M2",135699.74,"$ 80.587,65","$ 14.279,74","$ 40.832,35","$ 0,00","$ 0,00"]
[15261,"PLACA MACIZA aerea  0.12 m+aire incorpo3000psi **.","M2",109641.04,"$ 56.749,43","$ 15.111,52","$ 37.780,09","$ 0,00","$ 0,00"]
[16099,"PLACA MACIZA aerea  0.12 m+aire incorpo4000psi **.","M2",111376.81,"$ 58.485,20","$ 15.111,52","$ 37.780,09","$ 0,00","$ 0,00"]
[10345,"PLACA MACIZA aerea  0.15 m+aire incorpo3000psi **.","M2",121664.57,"$ 69.788,73","$ 16.081,46","$ 35.794,38","$ 0,00","$ 0,00"]
[15132,"Placa Maciza Aerea  0.2 m+aire incorpo3000psi **.","M2",149647.06,"$ 98.244,99","$ 15.035,93","$ 36.366,14","$ 0,00","$ 0,00"]
[12545,"PLACA MACIZA aerea  0.2 m+aire incorpo3500psi **.","M2",163500.25,"$ 107.933,64","$ 17.784,78","$ 37.781,83","$ 0,00","$ 0,00"]
[10677,"PLACA MACIZA aerea  0.225 m+aire incorpo3000psi **","M2",158730.18,"$ 103.476,61","$ 18.604,69","$ 36.648,88","$ 0,00","$ 0,00"]
[19026,"PLACA MACIZA aerea  0.25 m+aire incorpo3000psi **","M2",170716.86,"$ 114.627,91","$ 19.440,07","$ 36.648,88","$ 0,00","$ 0,00"]
[15359,"PLACA MACIZA aerea  aire incorpo3500psi **.","M3",814206.16,"$ 539.626,75","$ 88.860,09","$ 185.719,32","$ 0,00","$ 0,00"]
[11016,"Placa maciza aerea concret sin refuer+fibra 0.1 **","M2",88077.75,"$ 46.624,01","$ 13.923,81","$ 27.529,93","$ 0,00","$ 0,00"]
[16728,"Placa Maciza Aérea(3.000psi)-e=0.16m+Aire Incorpor","M2",138207.71,"$ 77.289,99","$ 16.676,08","$ 44.241,64","$ 0,00","$ 0,00"]
[12351,"PLACA MACIZA CUBIERTA 4000PSI IMPERM.(0.12 M.)","M2",106743.64,"$ 50.145,76","$ 21.240,68","$ 35.357,20","$ 0,00","$ 0,00"]
[16250,"PLACA MACIZA EN CONCRETO 3.000PSI SIN REFUERZO","M3",583463.39,"$ 453.908,46","$ 4.121,99","$ 125.432,94","$ 0,00","$ 0,00"]
[14986,"PLACA MACIZA EN CONCRETO COLISEO EL TUNAL","M3",588661.47,"$ 459.106,54","$ 4.121,99","$ 125.432,94","$ 0,00","$ 0,00"]
[18153,"Placa Maciza Fondo Foso Ascensor 3000 psi e=0.25","M2",163613.88,"$ 141.577,70","$ 2.033,48","$ 20.002,71","$ 0,00","$ 0,00"]
[16889,"Placa Maciza Fondo Foso Ascensor 3000 psi e=0.30","M2",159774.29999999999,"$ 135.439,28","$ 2.129,38","$ 22.205,64","$ 0,00","$ 0,00"]
[10349,"PLACA MACIZA piso  0.15 m+aire incorpo **.","M2",105855.73,"$ 69.768,98","$ 2.086,53","$ 34.000,22","$ 0,00","$ 0,00"]
[12068,"Placa para Cancha Movil de Squash-Fontanar**","M2",339309.21,"$ 104.974,11","$ 28.909,79","$ 87.218,97","$ 118.206,37","$ 0,00"]
[145,"PLACA RAMPA EN CONCRETO","M2",93353.13,"$ 44.903,50","$ 13.102,22","$ 35.347,41","$ 0,00","$ 0,00"]
[11552,"Placa rampa sobre terreno en concre abujard**","M2",119332.6,"$ 47.460,50","$ 10.918,52","$ 60.598,65","$ 354,93","$ 0,00"]
[12742,"PLACA SUPERIOR 3000PSI TECHO***","M2",267314.31,"$ 128.494,12","$ 38.281,69","$ 93.178,76","$ 7.359,74","$ 0,00"]
[15030,"Placa tanque concreto 4000PSI Imperm","M3",540667.21,"$ 458.131,20","$ 46.169,87","$ 36.366,14","$ 0,00","$ 0,00"]
[11116,"Placa vehicular  MR-45 MPa psi reforz. m3 **","M3",767164.7,"$ 551.209,40","$ 49.270,90","$ 166.684,40","$ 0,00","$ 0,00"]
[11109,"Placa vehicular e=0.1 MR-45 MPa psi reforz. m2**","M2",76716.47,"$ 55.120,94","$ 4.927,09","$ 16.668,44","$ 0,00","$ 0,00"]
[13946,"PlacaConcr.Ajuste e=0.10:3.000psi+Subb (0.20m)+Mal","M2",110444.49,"$ 54.011,29","$ 5.054,98","$ 22.144,43","$ 29.233,79","$ 0,00"]
[18569,"Plancha Asadora a Gas de piso 36\" Ref:AVP-36","UN",6179.6,"$ 65,83","$ 119,88","$ 5.993,89","$ 0,00","$ 0,00"]
[18180,"Planos codificados de evacuación inter 0.22x0.26","UN",14691.32,"$ 138,60","$ 692,99","$ 13.859,73","$ 0,00","$ 0,00"]
[17442,"Planos evacuación Int. Dimensiones: 0.12 x 0.26 cm","UN",8639,"$ 81,50","$ 407,50","$ 8.150,00","$ 0,00","$ 0,00"]
[17444,"Planos evacuación inter LG 2mm  0,22 x 0,26m.","UN",14967.56,"$ 141,20","$ 706,02","$ 14.120,34","$ 0,00","$ 0,00"]
[17443,"Planos evacuación inter LG 2mm  0,33 x 0,26m","UN",22426.23,"$ 211,57","$ 1.057,84","$ 21.156,82","$ 0,00","$ 0,00"]
[12313,"Planoteca de 1.3 x 0.95 (sum. inst.) **","M2",0,"$ 0,00","$ 0,00","$ 0,00","$ 0,00","$ 0,00"]
[14454,"PLANTA  ACHIRA (Suministro+Instalación)**","UN",8271.2199999999993,"$ 6.475,14","$ 5,57","$ 1.360,48","$ 430,03","$ 0,00"]
[11869,"Planta 300 KVA 1800rpm 60 Hz  ACPM 208/120V","UN",24161402.859999999,"$ 22.636.379,00","$ 315.220,18","$ 1.209.803,68","$ 0,00","$ 0,00"]
[15225,"PLANTA DE EMERGENCIA 45 KVA-POT.PRIME: 2.640MS.N.M","UN",0,"$ 0,00","$ 0,00","$ 0,00","$ 0,00","$ 0,00"]
[15742,"PLANTA DE EMERGENCIA 95KVA -105  KVA","UN",1699688.65,"$ 0,00","$ 49.505,49","$ 1.650.183,16","$ 0,00","$ 0,00"]
[15058,"PLANTA DE EMERGENCIA DE 30KVA BOGOTA","UN",0,"$ 0,00","$ 0,00","$ 0,00","$ 0,00","$ 0,00"]
[15758,"PLANTA DE EMERGENCIA DE 35KVA BOGOTA","UN",0,"$ 0,00","$ 0,00","$ 0,00","$ 0,00","$ 0,00"]
[18956,"PLANTA DE POTABILIZACIÓN DE AGUAS LLUVIAS Cefe Cometas (Suministro e instalación)","UN",40061795.990000002,"$ 40.000.658,30","$ 1.198,78","$ 59.938,91","$ 0,00","$ 0,00"]
[17173,"Planta eléctrica de 500KW 440V","UN",0,"$ 0,00","$ 0,00","$ 0,00","$ 0,00","$ 0,00"]
[15280,"Planta Enredadera madreselva para jardines (Sumin+","M2",34914.35,"$ 11.949,73","$ 1.002,61","$ 19.668,50","$ 2.293,50","$ 0,00"]
[15496,"Planta Enredadera Ojo de Poeta (Siemb+Malla Plast)","ML",33903.53,"$ 22.444,24","$ 508,73","$ 10.205,17","$ 745,39","$ 0,00"]
[11318,"Planta Enredadera Ojo de Poeta (Siemb+Malla Plast+","UN",49507.23,"$ 8.035,08","$ 0,00","$ 41.472,15","$ 0,00","$ 0,00"]
[12397,"Planta Generadora Elécrtrica Diesel Trifásica 220V","UN",428613.36,"$ 0,00","$ 20.410,16","$ 408.203,20","$ 0,00","$ 0,00"]
[15373,"PLANTA SIETE CUEROS RASTRERA MEXICANO(Sum+Inst)","M2",54897.46,"$ 29.460,37","$ 1.104,44","$ 21.609,12","$ 2.723,54","$ 0,00"]
[15878,"PLANTA SOLAR 1.5 KWp (1.950 KWh)   Suministro","UN",0,"$ 0,00","$ 0,00","$ 0,00","$ 0,00","$ 0,00"]
[11269,"PLANTA STATIS(Suministro+Instalación)**","M2",17908.8,"$ 17.908,80","$ 0,00","$ 0,00","$ 0,00","$ 0,00"]
[15619,"PLANTACION DE ARBOLES ver descripcion tecnica","UN",0,"$ 0,00","$ 0,00","$ 0,00","$ 0,00","$ 0,00"]
[13485,"Plaqueta 3000PSI+Refrz.e=7.5cm","M2",72816.67,"$ 52.295,52","$ 882,06","$ 17.641,27","$ 1.997,81","$ 0,00"]
[13811,"Plaqueta 3000PSI+Sin Refrz.e=7.0cm","M2",51676.91,"$ 29.090,78","$ 1.534,93","$ 19.186,58","$ 1.864,63","$ 0,00"]
[15398,"Plaqueta2.500PSI(0.80x0.80m)+Refrz.e=8cm+Afirmado","UN",112577.72,"$ 58.677,14","$ 2.668,14","$ 44.736,88","$ 6.495,56","$ 0,00"]
[13294,"Plaqueta2500(0.50x1.0m)+Refrz.e=8cml","UN",57390.63,"$ 27.237,73","$ 1.389,73","$ 27.794,53","$ 968,64","$ 0,00"]
[14647,"PLASTIFICADO PLATAFORMA CUADRADA (SUM + INST)","UN",576901.18000000005,"$ 505.465,00","$ 3.401,72","$ 68.034,46","$ 0,00","$ 0,00"]
[14816,"PLASTIFICADO PLATAFORMA CUADRADA(DESM+SUM+INST)","UN",593691.04,"$ 505.465,00","$ 4.167,11","$ 83.342,21","$ 716,72","$ 0,00"]
[14648,"PLASTIFICADO PLATAFORMA TRIANGULAR (SUM + INST)","UN",361168.03,"$ 297.947,00","$ 3.010,53","$ 60.210,50","$ 0,00","$ 0,00"]
[14817,"PLASTIFICADO PLATAFORMA TRIANGULAR(DESM+SUM+INST)","UN",375814.81,"$ 297.947,00","$ 3.673,87","$ 73.477,22","$ 716,72","$ 0,00"]
[14774,"Plataforma adultos mayores (SUM + INST)","UN",259023.72,"$ 173.720,21","$ 4.901,41","$ 68.481,05","$ 11.921,07","$ 0,00"]
[14363,"PLATAFORMA ADULTOS/MAYORES-DISEÑ-IDRD(sumini)","UN",0,"$ 0,00","$ 0,00","$ 0,00","$ 0,00","$ 0,00"]
[12957,"Plataforma Cuadrada Juego Infantil (Desmonte)","UN",29352.28,"$ 0,00","$ 9.042,77","$ 15.005,78","$ 5.303,73","$ 0,00"]
[12959,"Plataforma Cuadrada Juego Infantil (Instalación)","UN",106683.48,"$ 534,66","$ 28.000,95","$ 57.362,99","$ 20.784,88","$ 0,00"]
[14645,"PLATAFORMA CUADRADA JUEGO INFANTIL (SUM + INST)","UN",850472.48,"$ 744.323,66","$ 28.000,95","$ 57.362,99","$ 20.784,88","$ 0,00"]
[12956,"Plataforma Cuadrada Juego Infantil (Suministro)","UN",743789,"$ 743.789,00","$ 0,00","$ 0,00","$ 0,00","$ 0,00"]
[14814,"PLATAFORMA CUADRADA JUEGO INFANTIL(DESM+SUM+INST)","UN",879824.76,"$ 744.323,66","$ 37.043,72","$ 72.368,77","$ 26.088,61","$ 0,00"]
[15508,"PLATAFORMA DE SALTO PARA GIMNASIO CANINO (SUM+INST","UN",165153.57,"$ 92.452,00","$ 5.906,30","$ 53.757,26","$ 13.038,02","$ 0,00"]
[16602,"Plataforma Encuachetada escaleras-Puentes (50x60cm","UN",161539.76,"$ 26.038,66","$ 37.043,72","$ 72.368,77","$ 26.088,61","$ 0,00"]
[17476,"PLATAFORMA NATACION SEMIPROFESIONAL DE SWIMMER LTD","UN",0,"$ 0,00","$ 0,00","$ 0,00","$ 0,00","$ 0,00"]
[14815,"PLATAFORMA TRIANGULAR JUEGO INFAN (DESM+SUM+INST)","UN",791198.25,"$ 673.131,66","$ 35.721,25","$ 57.976,86","$ 24.368,48","$ 0,00"]
[12960,"Plataforma Triangular Juego Infantil (Desmonte)","UN",21634.17,"$ 0,00","$ 4.816,60","$ 11.083,81","$ 5.733,76","$ 0,00"]
[12961,"Plataforma triangular juego infantil (inst.) STPM","UN",96967.08,"$ 534,66","$ 30.904,65","$ 46.893,05","$ 18.634,72","$ 0,00"]
[14646,"PLATAFORMA TRIANGULAR JUEGO INFANTIL (SUM + INST)","UN",769564.08,"$ 673.131,66","$ 30.904,65","$ 46.893,05","$ 18.634,72","$ 0,00"]
[12962,"Plataforma triangular juego infantil (sum) STPM **","UN",672597,"$ 672.597,00","$ 0,00","$ 0,00","$ 0,00","$ 0,00"]
[13561,"Platina 1/2\"x1/8\" (Sum + instal.)***","ML",25350.42,"$ 287,02","$ 7.666,06","$ 11.663,58","$ 5.733,76","$ 0,00"]
[13785,"PLATINA 1-1/2\"X3/16\" REPARAC. PORTON L=0.10M","UN",21255.93,"$ 2.726,77","$ 1.575,73","$ 15.806,68","$ 1.146,75","$ 0,00"]
[13280,"PLATINA 1X3/16\"PARA CERRAMIENTO","ML",50489.33,"$ 20.476,96","$ 4.322,08","$ 25.403,60","$ 286,69","$ 0,00"]
[14536,"Platina Acero 0,20x0,10x1/4\" Estr.made - Sum.e Instal. ","UN",79475.600000000006,"$ 30.261,00","$ 7.068,83","$ 37.634,96","$ 4.510,81","$ 0,00"]
[15765,"PLATINA PARA REFORZAMIENTO DE CERCHAS (SUM+INST)","KG",9180.25,"$ 0,00","$ 1.682,18","$ 7.498,07","$ 0,00","$ 0,00"]
[13562,"Platina1\"x1/8\" (Sum + instal.)***","ML",29890.42,"$ 4.827,02","$ 7.666,06","$ 11.663,58","$ 5.733,76","$ 0,00"]
[15369,"Platina5/8\"x1/8\" (Sum + instal.)***","ML",6487.38,"$ 3.354,46","$ 958,26","$ 1.457,95","$ 716,72","$ 0,00"]
[15019,"PLATINAS DE APOYO ANCLAJE CERCHAS(SUM+TRANS+INST)","KG",22562.83,"$ 1.007,94","$ 5.184,95","$ 16.369,94","$ 0,00","$ 0,00"]
[16600,"Plato para modulo Twistwer Lam. Alfajor 3mm D=30cm","UN",77205.06,"$ 3.781,00","$ 5.141,36","$ 59.682,06","$ 8.600,64","$ 0,00"]
[722,"PLUMA 250KG + Operario","MES",417681.75,"$ 0,00","$ 392.700,00","$ 24.981,75","$ 0,00","$ 0,00"]
[6089,"Pluviómetro electr. (suministro e instalacion)","UN",43281.04,"$ 0,00","$ 0,00","$ 43.281,04","$ 0,00","$ 0,00"]
[15037,"POCETA ASEO CONC 3000PSI+GRANITO PERLATO 1x1x0.5","UN",750329.16,"$ 449.035,99","$ 34.136,54","$ 256.166,45","$ 10.990,17","$ 0,00"]
[14948,"POCETA DE ASEO LADRILLO PRENSADO (Sum + Inst)","UN",120004.38,"$ 29.975,20","$ 4.287,10","$ 85.742,08","$ 0,00","$ 0,00"]
[15193,"POCETA DE ASEO LADRILLO PRENSADO(0.50X0.50M)H=0.40","UN",169569.57,"$ 69.673,81","$ 4.756,94","$ 95.138,83","$ 0,00","$ 0,00"]
[13741,"POCETA LAVAPLATOS AEROINOXL=56CM,A=34CM,PROF=17CM","UN",196504.79,"$ 149.422,00","$ 934,87","$ 43.281,04","$ 2.866,88","$ 0,00"]
[18548,"PocetaSencilla M-709(60x69x87cm)","UN",6179.6,"$ 65,83","$ 119,88","$ 5.993,89","$ 0,00","$ 0,00"]
[15945,"Poda  Zonas verdes  Cancha (Cargue y Retiro)*","M2",524.44000000000005,"$ 0,00","$ 3,77","$ 188,29","$ 332,38","$ 0,00"]
[11455,"Poda Aerea arboles h= >a 20 m **","UN",957858.14,"$ 0,00","$ 76.706,28","$ 688.848,95","$ 192.302,91","$ 0,00"]
[10633,"Poda Aerea arboles h= 0 - 2  m **","UN",62203.92,"$ 0,00","$ 7.060,61","$ 44.222,40","$ 10.920,91","$ 0,00"]
[11453,"Poda Aerea arboles h= 10.1 - 15 m **","UN",386791.76,"$ 0,00","$ 41.056,49","$ 272.137,86","$ 73.597,41","$ 0,00"]
[11454,"Poda Aerea arboles h= 15.1 - 20 m **","UN",713644.95,"$ 0,00","$ 81.314,73","$ 501.754,17","$ 130.576,05","$ 0,00"]
[11450,"Poda Aerea arboles h= 2.1 - 5 m **","UN",113099.97,"$ 0,00","$ 14.205,58","$ 78.239,63","$ 20.654,76","$ 0,00"]
[11451,"Poda Aerea arboles h= 5.1 - 10 m **","UN",196702.93,"$ 0,00","$ 10.387,85","$ 153.077,54","$ 33.237,54","$ 0,00"]
[12146,"Poda Aerea y cicatrización  arboles h= 15.1 - 20 m","UN",757950.12,"$ 0,00","$ 57.585,43","$ 569.788,64","$ 130.576,05","$ 0,00"]
[12145,"Poda Aerea y cicatrización arboles h= 10.1 - 15 m","UN",540790.42000000004,"$ 0,00","$ 41.977,61","$ 425.215,40","$ 73.597,41","$ 0,00"]
[12144,"Poda Aerea y cicatrización arboles h= 5.1 - 10 m *","UN",352906.25,"$ 0,00","$ 23.718,79","$ 295.949,92","$ 33.237,54","$ 0,00"]
[12143,"Poda Aerea y cictrización arboles h= 2.1 - 5 m **","UN",178154.04,"$ 0,00","$ 10.204,67","$ 147.294,61","$ 20.654,76","$ 0,00"]
[11123,"Poda arboles h=3.0 m **","UN",95211.97,"$ 0,00","$ 4.428,54","$ 76.538,77","$ 14.244,66","$ 0,00"]
[15528,"Poda árboles+retiro <5m Bajo GradoDificultad","UN",0,"$ 0,00","$ 0,00","$ 0,00","$ 0,00","$ 0,00"]
[15553,"Poda árboles+retiro <5m Medio GradoDificu","UN",0,"$ 0,00","$ 0,00","$ 0,00","$ 0,00","$ 0,00"]
[15534,"Poda árboles+retiro =>40m Bajo GradoDificu","UN",0,"$ 0,00","$ 0,00","$ 0,00","$ 0,00","$ 0,00"]
[15557,"Poda árboles+retiro =>40m Medio GradoDificu","UN",0,"$ 0,00","$ 0,00","$ 0,00","$ 0,00","$ 0,00"]
[15595,"Poda árboles+retiro >10m y <15m Alto GradoDificu","UN",0,"$ 0,00","$ 0,00","$ 0,00","$ 0,00","$ 0,00"]
[15530,"Poda árboles+retiro >10m y <15m Bajo GradoDificu","UN",0,"$ 0,00","$ 0,00","$ 0,00","$ 0,00","$ 0,00"]
[15555,"Poda árboles+retiro >10m y <15m Medio GradoDificu","UN",0,"$ 0,00","$ 0,00","$ 0,00","$ 0,00","$ 0,00"]
[15596,"Poda árboles+retiro >15m y <20m Alto GradoDificu","UN",0,"$ 0,00","$ 0,00","$ 0,00","$ 0,00","$ 0,00"]
[15531,"Poda árboles+retiro >15m y <20m Bajo GradoDificu","UN",0,"$ 0,00","$ 0,00","$ 0,00","$ 0,00","$ 0,00"]
[15558,"Poda árboles+retiro >15m y <20m Medio GradoDificu","UN",0,"$ 0,00","$ 0,00","$ 0,00","$ 0,00","$ 0,00"]
[15597,"Poda árboles+retiro >20m y <30m Alto GradoDificu","UN",0,"$ 0,00","$ 0,00","$ 0,00","$ 0,00","$ 0,00"]
[15532,"Poda árboles+retiro >20m y <30m Bajo GradoDificu","UN",0,"$ 0,00","$ 0,00","$ 0,00","$ 0,00","$ 0,00"]
[15559,"Poda árboles+retiro >20m y <30m Medio GradoDificu","UN",0,"$ 0,00","$ 0,00","$ 0,00","$ 0,00","$ 0,00"]
[15598,"Poda árboles+retiro >30m y <40m Alto GradoDificu","UN",0,"$ 0,00","$ 0,00","$ 0,00","$ 0,00","$ 0,00"]
[15533,"Poda árboles+retiro >30m y <40m Bajo GradoDificu","UN",0,"$ 0,00","$ 0,00","$ 0,00","$ 0,00","$ 0,00"]
[15556,"Poda árboles+retiro >30m y <40m Medio GradoDificu","UN",0,"$ 0,00","$ 0,00","$ 0,00","$ 0,00","$ 0,00"]
[15560,"Poda árboles+retiro >30m y <40m Medio GradoDificu","UN",0,"$ 0,00","$ 0,00","$ 0,00","$ 0,00","$ 0,00"]
[15599,"Poda árboles+retiro >40m  Alto GradoDificu","UN",0,"$ 0,00","$ 0,00","$ 0,00","$ 0,00","$ 0,00"]
[15594,"Poda árboles+retiro >5m y <10m Alto GradoDificu","UN",0,"$ 0,00","$ 0,00","$ 0,00","$ 0,00","$ 0,00"]
[15529,"Poda árboles+retiro >5m y <10m Bajo GradoDificu","UN",0,"$ 0,00","$ 0,00","$ 0,00","$ 0,00","$ 0,00"]
[15554,"Poda árboles+retiro >5m y <10m Medio GradoDificu","UN",0,"$ 0,00","$ 0,00","$ 0,00","$ 0,00","$ 0,00"]
[15593,"Poda árboles+retiro menor a 5 m Alto GradoDificu","UN",0,"$ 0,00","$ 0,00","$ 0,00","$ 0,00","$ 0,00"]
[12352,"Poda de Zonas verdes (Cargue y Retiro) **","M2",416.21,"$ 0,00","$ 11,25","$ 215,03","$ 189,93","$ 0,00"]
[13371,"POLIETILENO CAL.6 NEGR SUM + INST","M2",5247.45,"$ 2.037,96","$ 125,53","$ 2.510,58","$ 573,38","$ 0,00"]
[357,"POLISEC","M2",847.5,"$ 847,50","$ 0,00","$ 0,00","$ 0,00","$ 0,00"]
[10562,"Pompeyano p<5% 4.3-1 bland geoPAVCO vehicu**","M2",138339.12,"$ 46.520,83","$ 10.552,97","$ 59.583,74","$ 21.681,58","$ 0,00"]
[10589,"Pompeyano p<5% 5.4-A bland  Lafayette vehicu**","M2",131666.54999999999,"$ 44.956,54","$ 10.046,43","$ 57.692,20","$ 18.971,38","$ 0,00"]
[705,"PORCELANATO ANDORA (CORONA)","M2",102806.15,"$ 71.629,81","$ 0,00","$ 30.741,34","$ 435,00","$ 0,00"]
[1016,"PORCELANATO EBRO BEIGE (CORONA)","M2",46223.62,"$ 11.839,07","$ 0,00","$ 33.949,55","$ 435,00","$ 0,00"]
[1039,"PORCELANATO PIEDRA PIZARRA","M2",38462.620000000003,"$ 18.090,31","$ 0,00","$ 19.792,31","$ 580,00","$ 0,00"]
[13249,"PORCELANATO PIZARRA 30X60 BEIGE**","M2",40857.06,"$ 10.837,34","$ 588,62","$ 29.431,10","$ 0,00","$ 0,00"]
[15466,"PORTA LAMPARAS ROSETA PORCELANA (Sum+Inst)","UN",7867.14,"$ 2.359,00","$ 262,29","$ 5.245,85","$ 0,00","$ 0,00"]
[11807,"PORTATOMA PARA CANALETA DE 10 X 4  2 PUNTOS DE DAT","UN",2948.92,"$ 0,00","$ 166,92","$ 2.782,00","$ 0,00","$ 0,00"]
[15239,"PORTERIA  FUTBOL PROFESIONAL 7.32 ml (sumist e insta) IDRD","JGO",5110524.22,"$ 4.536.648,77","$ 20.014,82","$ 386.571,35","$ 167.289,29","$ 0,00"]
[3041,"PORTERIA CANCHA FUTBOL (Profesional)","JGO",6554843.5,"$ 5.910.093,31","$ 1.017,62","$ 441.400,23","$ 202.332,35","$ 0,00"]
[14676,"PORTERIA ESTRUCTURA MARCO FUTBOL (SUM + INST)","JGO",5339561.97,"$ 4.704.370,12","$ 1.017,62","$ 432.126,07","$ 202.048,17","$ 0,00"]
[14840,"PORTERIA ESTRUCTURA MARCO FUTBOL(DESM+SUM+INST)","JGO",5568138.7199999997,"$ 4.705.900,90","$ 60.651,65","$ 585.203,61","$ 216.382,57","$ 0,00"]
[3040,"PORTICO DEPORTIVO MULTIFUNCIONAL(inc. Mallas)","UN",6541547.9100000001,"$ 6.325.562,00","$ 1.170,77","$ 114.056,89","$ 67.377,25","$ 33.381,00"]
[13050,"Portón acceso No.6 (plaza de toros) mant. **","UN",454192.88,"$ 7.035,00","$ 72.385,98","$ 324.601,50","$ 50.170,40","$ 0,00"]
[13693,"PORTON MALL ESLAB.C10TUB2\"(2.5)PINH=1.00A=1.24 2Ho","UN",1052411.51,"$ 761.881,84","$ 64.996,95","$ 175.439,00","$ 50.093,72","$ 0,00"]
[13703,"PORTON MALL ESLAB.C10TUB2\"(2.5)PINH=1.50A=1.24 2Ho","UN",1270802.57,"$ 956.880,31","$ 62.339,79","$ 200.835,87","$ 50.746,60","$ 0,00"]
[13704,"PORTON MALL ESLAB.C10TUB2\"(2.5)PINH=1.50A=3.50 2Ho","UN",1703912.56,"$ 1.214.455,19","$ 72.568,61","$ 366.142,16","$ 50.746,60","$ 0,00"]
[13709,"PORTON MALL ESLAB.C10TUB2\"(2.5)PINH=2.00A=1.40 1Ho","UN",1292902.6299999999,"$ 933.346,84","$ 64.851,98","$ 251.079,54","$ 43.624,27","$ 0,00"]
[13708,"PORTON MALL ESLAB.C10TUB2\"(2.5)PINH=2.00A=1.90 1Ho","UN",1423534.47,"$ 1.057.662,08","$ 68.824,37","$ 251.987,41","$ 45.060,61","$ 0,00"]
[15368,"PORTON MALL ESLAB.C10TUB2\"2 hojas de 2.40 m c/uH=2","UN",4405728.5199999996,"$ 2.978.458,49","$ 235.590,57","$ 1.069.056,68","$ 122.622,78","$ 0,00"]
[15415,"PORTON MALL ESLAB.C10TUB2\"H=1.80 a=2.80 2Ho","UN",4034658.23,"$ 2.588.868,80","$ 234.978,99","$ 1.068.363,84","$ 142.446,60","$ 0,00"]
[15416,"PORTON MALL Eslab.C10Tub2\"H=2.00 a=2.20 2Hojas","UN",3706288.93,"$ 2.313.047,13","$ 225.840,64","$ 1.024.954,56","$ 142.446,60","$ 0,00"]
[12897,"Porton metálico (plaza de toros) mant y rep.(puert","UN",439878.76,"$ 35.907,00","$ 71.539,19","$ 282.262,17","$ 50.170,40","$ 0,00"]
[13677,"Porton tipo industrial metalico (puerta)**","M2",147155.51,"$ 32.875,94","$ 45.871,23","$ 68.408,34","$ 0,00","$ 0,00"]
[16768,"PortonMallaEslabC10TUB2\"2 hojas 1.25 m c/u H=2.5 m","UN",3785493.27,"$ 2.408.832,39","$ 198.861,76","$ 1.055.176,34","$ 122.622,78","$ 0,00"]
[11046,"Poste  M-130 (Sum+Instal) **","UN",306836.27,"$ 108.645,52","$ 130.585,87","$ 61.076,08","$ 6.528,80","$ 0,00"]
[12682,"Poste concreto AP 12 m 1050 Kg (Sum+Instal)","UN",2343586.7200000002,"$ 1.762.422,44","$ 279.384,17","$ 174.221,00","$ 127.559,10","$ 0,00"]
[11761,"Poste concreto AP14 m1050Kg+Base Conc (Sum+Instal)","UN",2183248.35,"$ 1.628.256,63","$ 265.971,97","$ 170.102,10","$ 118.917,65","$ 0,00"]
[15296,"Poste concreto AP14 m750Kg+Base Conc (Sum+Instal)","UN",2189045.36,"$ 1.634.053,64","$ 265.971,97","$ 170.102,10","$ 118.917,65","$ 0,00"]
[11763,"Poste concretoAP10 m510 Kg+Base Conc (Sum+Instal)","UN",1398951.5,"$ 1.005.733,38","$ 198.756,07","$ 129.253,89","$ 65.208,17","$ 0,00"]
[11973,"Poste concretoAP12 m750 Kg+Base Conc (Sum+Instal)","UN",1962165.91,"$ 1.443.137,42","$ 264.648,83","$ 154.668,56","$ 99.711,11","$ 0,00"]
[12989,"Poste de baloncesto (desmonte) STPM **","UN",190446.17,"$ 0,00","$ 33.633,47","$ 144.942,15","$ 11.870,55","$ 0,00"]
[14101,"Poste de baloncesto (Instalación) STPM","UN",421341.78,"$ 274.061,78","$ 2.503,80","$ 125.189,80","$ 19.586,41","$ 0,00"]
[14664,"POSTE DE BALONCESTO (SUM + INST)","UN",1914655.79,"$ 1.767.375,79","$ 2.503,80","$ 125.189,80","$ 19.586,41","$ 0,00"]
[14269,"Poste de baloncesto (Suministro) STPM","UN",1493314.01,"$ 1.493.314,01","$ 0,00","$ 0,00","$ 0,00","$ 0,00"]
[14831,"POSTE DE BALONCESTO(DESM+SUM+INST)","UN",2105101.96,"$ 1.767.375,79","$ 36.137,27","$ 270.131,95","$ 31.456,96","$ 0,00"]
[539,"POSTE DE CONCRETO  10 - SUMINISTRO E INSTALACION","UN",22485.23,"$ 0,00","$ 5.172,82","$ 17.312,41","$ 0,00","$ 0,00"]
[10539,"Poste de concreto 10 mt (Instalación) **","UN",535597.81000000006,"$ 120.550,64","$ 200.599,88","$ 178.967,55","$ 24.142,09","$ 11.337,65"]
[10510,"Poste de concreto 10 mt 510 Kg (Sum+Instal) **","UN",1399573.2,"$ 954.538,64","$ 191.047,50","$ 218.507,32","$ 24.142,09","$ 11.337,65"]
[15227,"Poste de concreto 12 mt - 1050Kg (Sum+Instal) **","UN",2187778.37,"$ 1.546.790,64","$ 283.563,71","$ 321.944,28","$ 24.142,09","$ 11.337,65"]
[10545,"Poste de concreto 12 mt - 750Kg (Sum+Instal) **","UN",1887860.38,"$ 1.246.872,65","$ 283.563,71","$ 321.944,28","$ 24.142,09","$ 11.337,65"]
[12380,"Poste de concreto 12 mt (Instalación) **","UN",559788.44999999995,"$ 120.550,64","$ 200.599,88","$ 203.158,19","$ 24.142,09","$ 11.337,65"]
[19354,"Poste de fibra de vidrio 10 mts (Sum+ instal)","UN",1668366,"$ 1.006.805,55","$ 444.358,24","$ 131.933,81","$ 85.268,39","$ 0,00"]
[19353,"Poste de fibra de vidrio 12 mts  (Sum+ instal)","UN",2087730,"$ 1.426.169,55","$ 444.358,24","$ 131.933,81","$ 85.268,39","$ 0,00"]
[15953,"Poste Estruct.Galvaniz.Ø3\"+pilotin+piint-epox(h=3M","UN",684346.67,"$ 379.058,31","$ 39.031,27","$ 143.150,15","$ 58.147,19","$ 64.959,78"]
[15951,"Poste Estruct.Galvaniz.Ø4\"+pilotin+piint-epox(h=6M","UN",999292.74,"$ 636.059,06","$ 56.339,19","$ 181.413,42","$ 60.521,30","$ 64.959,78"]
[11044,"Poste M-130 + Luminaria 70wSodio208/220v(Sum+Inst)","UN",284278.27,"$ 108.645,52","$ 129.511,68","$ 39.592,27","$ 6.528,80","$ 0,00"]
[11764,"POSTE METAL H=16 m peldaños y canasta (Sum+Inst)","UN",8032412.9000000004,"$ 7.407.224,65","$ 269.549,78","$ 232.263,10","$ 123.375,37","$ 0,00"]
[15730,"POSTE METAL.H=10M tipo AP+BASE (Sum+tran+Hin)","UN",2517633.9300000002,"$ 1.929.339,00","$ 511.756,16","$ 76.538,77","$ 0,00","$ 0,00"]
[15731,"POSTE METAL.H=12M tipo AP+BASE CONCRETO (Sum+tran+Hin)","UN",6422737,"$ 6.248.958,64","$ 2.016,77","$ 95.485,52","$ 76.276,07","$ 0,00"]
[15745,"POSTE METAL.H=12M tipo AP+BASE MET(Sum+tran+Hin)","UN",6389580.9299999997,"$ 5.875.034,00","$ 438.008,16","$ 76.538,77","$ 0,00","$ 0,00"]
[15669,"POSTE METAL.H=18M GALV. CALIENTE+BASE (Sum+tran+Hi","UN",18427255,"$ 18.253.476,64","$ 2.016,77","$ 95.485,52","$ 76.276,07","$ 0,00"]
[15247,"POSTE METAL.H=18M GALV. CALIENTE+CAN(Sum+tran+Hinc","UN",17879552,"$ 17.879.552,00","$ 0,00","$ 0,00","$ 0,00","$ 0,00"]
[15729,"POSTE METAL.H=8M tipo AP+BASE","UN",1620794.93,"$ 1.133.480,00","$ 410.776,16","$ 76.538,77","$ 0,00","$ 0,00"]
[16626,"POSTE METAL.H=9M tipo AP+BASE (Sum+tran+Hinc)","UN",2218205.1800000002,"$ 1.644.029,27","$ 412.452,89","$ 111.088,00","$ 50.635,02","$ 0,00"]
[13820,"PosteConc.AP14m(Pararayo+Corona+gabine+PuestaTier)","UN",7057402.1600000001,"$ 1.867.581,60","$ 1.961.662,48","$ 1.625.613,98","$ 1.602.544,13","$ 0,00"]
[16159,"PosteConcretoPretensadoH=16m(1.350Kg)Linea(Sum+Ins","UN",1221975.19,"$ 475.059,40","$ 417.642,77","$ 228.442,18","$ 100.830,82","$ 0,00"]
[14638,"POSTES DE 2 MTS METALICO (SUM + INST)","UN",122246.95,"$ 16.578,12","$ 7.555,12","$ 75.535,92","$ 22.577,79","$ 0,00"]
[14807,"POSTES DE 2 MTS METÁLICO(DESM+SUM+INST)","UN",172750.43,"$ 16.578,12","$ 9.772,24","$ 97.707,07","$ 48.693,00","$ 0,00"]
[14808,"POSTES DE 2.7  MTS METÁLICO(DESM+SUM+INST)","UN",174376.3,"$ 16.578,12","$ 9.920,04","$ 99.185,14","$ 48.693,00","$ 0,00"]
[14639,"POSTES DE 2.7 MTS METALICO (SUM + INST)","UN",122246.95,"$ 16.578,12","$ 7.555,12","$ 75.535,92","$ 22.577,79","$ 0,00"]
[14809,"POSTES DE 3  MTS METÁLICO(DESM+SUM+INST)","UN",176834.73,"$ 23.835,90","$ 19.856,79","$ 84.327,96","$ 48.814,08","$ 0,00"]
[14640,"POSTES DE 3 MTS METALICO (SUM + INST)","UN",124705.38,"$ 23.835,90","$ 17.491,87","$ 60.678,74","$ 22.698,87","$ 0,00"]
[14810,"POSTES DE 3.3  MTS METÁLICOS(DESM+SUM+INST)","UN",359376.61,"$ 200.996,55","$ 20.139,90","$ 87.159,05","$ 51.081,11","$ 0,00"]
[14641,"POSTES DE 3.3 MTS METALICOS (SUM + INST)","UN",307247.26,"$ 200.996,55","$ 17.774,98","$ 63.509,83","$ 24.965,90","$ 0,00"]
[15940,"PosteSujetadorCanino TuboGal.Ø2PinturaElectrostati","UN",52125.58,"$ 39.137,54","$ 77,57","$ 4.763,04","$ 8.147,42","$ 0,00"]
[12455,"PosteTubo Estruct.Ø 2 1/2\"h=6.0m+Pilot.H=1.50m.P","UN",1309577.3600000001,"$ 910.372,58","$ 14.288,07","$ 183.464,13","$ 136.492,82","$ 64.959,78"]
[13700,"PosteTubo Estruct.Ø 2 1/2\"h=6.0m+Pilot.H=1.50m.Pro","ML",217389.84,"$ 151.121,85","$ 2.371,82","$ 30.455,05","$ 22.657,81","$ 10.783,32"]
[15235,"PosteTubo ESTRUCTØ 21/2\"\"h=6.0m+Pilote(Sin Guaya)","ML",131902.09,"$ 76.323,19","$ 4.226,63","$ 30.522,42","$ 10.046,54","$ 10.783,32"]
[15236,"PosteTuboESTRUCT.Ø 2 1/2\"h=6.0m+Pilote(Sin Guaya)","UN",794590.93,"$ 459.778,24","$ 25.461,60","$ 183.870,03","$ 60.521,30","$ 64.959,78"]
[17694,"POWER PACK CON RECEP DE CONTROL INALÁM (sum  ins)","UN",0,"$ 0,00","$ 0,00","$ 0,00","$ 0,00","$ 0,00"]
[10970,"Poyo muebles espesor 10 cm**","M2",48897.440000000002,"$ 21.219,42","$ 0,00","$ 27.678,01","$ 0,00","$ 0,00"]
[14475,"Poyo para Mueble Bajo en Concreto 2500psi e= 0,05m","ML",65136.56,"$ 14.422,37","$ 2.374,26","$ 47.485,25","$ 854,68","$ 0,00"]
[10748,"Poyo para muebles **","ML",22441.15,"$ 8.350,53","$ 0,00","$ 14.090,62","$ 0,00","$ 0,00"]
[150,"POYOS COCINA-CALENTADOR","ML",21572,"$ 8.350,53","$ 0,00","$ 13.221,47","$ 0,00","$ 0,00"]
[12722,"Pozo en mamposteria D=1.2 mH=2.50m excavac **","UN",3624554.47,"$ 1.760.726,52","$ 133.178,85","$ 1.223.123,82","$ 507.525,37","$ 0,00"]
[13028,"Pozo en mamposteria h=1.2 m con  excavac **","UN",4877895.09,"$ 2.368.798,76","$ 100.580,32","$ 1.845.275,03","$ 563.241,00","$ 0,00"]
[10260,"Pozo en mamposteria h=1.2 m sin excavac **","UN",1400801.36,"$ 1.076.122,70","$ 10.319,56","$ 304.026,00","$ 10.333,08","$ 0,00"]
[10549,"Pozo en mamposteria h=1.5 m sin excavac **","UN",2511899.54,"$ 2.219.841,52","$ 9.322,89","$ 272.402,03","$ 10.333,08","$ 0,00"]
[10258,"Pozo en mamposteria h=2.20 m sin excavac **","UN",1950929.08,"$ 1.539.168,49","$ 13.077,06","$ 388.350,45","$ 10.333,08","$ 0,00"]
[20604,"Pozo en mamposteria h=2.20 m sin excavac con CIO I 1125","UN",1879227.08,"$ 1.467.466,49","$ 13.077,06","$ 388.350,45","$ 10.333,08","$ 0,00"]
[10259,"Pozo en mamposteria h=2.5 m sin excavac **","UN",4200423.71,"$ 2.849.162,42","$ 40.220,03","$ 1.300.708,17","$ 10.333,08","$ 0,00"]
[20608,"POZO EN MAMPOSTERIA H=2.5 M; D: 1.20M, ARO: 1M, TAPA: 0.70M, SIN EXCAVAC","UN",3058999.46,"$ 1.749.638,40","$ 1.588,13","$ 1.297.834,08","$ 9.938,86","$ 0,00"]
[11138,"Pozo mamposteria sinExcavac d=1.2 e=0.25 por ml**","ML",1680169.48,"$ 1.139.664,97","$ 16.088,01","$ 520.283,27","$ 4.133,23","$ 0,00"]
[52,"POZO SEPTICO ETERNIT","UN",58818.400000000001,"$ 5.053,60","$ 0,00","$ 53.764,80","$ 0,00","$ 0,00"]
[11338,"POZOS EYECTORES","UN",37406233.939999998,"$ 4.427.311,35","$ 29.835.437,87","$ 3.143.484,72","$ 0,00","$ 0,00"]
[18775,"POZOS EYECTORES SC","UN",4591342.04,"$ 2.012.414,25","$ 483.271,31","$ 2.095.656,48","$ 0,00","$ 0,00"]
[735,"PRADIZACION JARDINES","M2",4675.2,"$ 0,00","$ 0,00","$ 4.675,20","$ 0,00","$ 0,00"]
[18459,"Pre Amp / Mixer M-900MK2","UN",0,"$ 0,00","$ 0,00","$ 0,00","$ 0,00","$ 0,00"]
[16930,"PREFABRICADO EN L PARA GRADERIA CINE - HUELLA A: 1","UN",104374.43,"$ 245,55","$ 83.523,93","$ 20.604,95","$ 0,00","$ 0,00"]
[16957,"Prefabricado escalera gradería huella A:0.3m E:0.1","UN",104374.43,"$ 245,55","$ 83.523,93","$ 20.604,95","$ 0,00","$ 0,00"]
[16956,"Prefabricado gradería huella A: 0.3m E:0.1m L: 1.4","UN",104374.43,"$ 245,55","$ 83.523,93","$ 20.604,95","$ 0,00","$ 0,00"]
[16959,"Prefabricado L gradería huella A: 1.05m E:0.1m con","UN",104374.43,"$ 245,55","$ 83.523,93","$ 20.604,95","$ 0,00","$ 0,00"]
[16961,"Prefabricado L gradería huella a:1.05m E:0.10 m co","UN",104374.43,"$ 245,55","$ 83.523,93","$ 20.604,95","$ 0,00","$ 0,00"]
[16947,"PREFABRICADO TIPO 1 EN L GRADERIA GENERAL H=1.05 m","UN",104374.43,"$ 245,55","$ 83.523,93","$ 20.604,95","$ 0,00","$ 0,00"]
[16955,"prefabricado tipo 1 en l para graderia general hue","UN",104374.43,"$ 245,55","$ 83.523,93","$ 20.604,95","$ 0,00","$ 0,00"]
[11593,"Preparac superf para instalar sikaCarboDur e=1mm**","M2",209677.57,"$ 187.994,43","$ 239,24","$ 2.397,56","$ 0,00","$ 19.046,34"]
[18467,"Procesador Electrovoice DC ONE","UN",0,"$ 0,00","$ 0,00","$ 0,00","$ 0,00","$ 0,00"]
[11624,"Profesional Auxiliar (Sin Títulos de Posgrado)","MES",2168806,"$ 0,00","$ 0,00","$ 2.168.806,00","$ 0,00","$ 0,00"]
[11618,"Profesional categoria 0 ASESOR","MES",12702869,"$ 0,00","$ 0,00","$ 12.702.869,00","$ 0,00","$ 0,00"]
[11617,"Profesional categoria 2","MES",7919042,"$ 0,00","$ 0,00","$ 7.919.042,00","$ 0,00","$ 0,00"]
[11490,"PROFESIONAL CATEGORÍA 3   (E.G.8;E.E.5) - SIN PREST.","MES",7615465,"$ 0,00","$ 0,00","$ 7.615.465,00","$ 0,00","$ 0,00"]
[11619,"Profesional categoria 4","MES",6405660,"$ 0,00","$ 0,00","$ 6.405.660,00","$ 0,00","$ 0,00"]
[11620,"Profesional categoria 5","MES",5056860,"$ 0,00","$ 0,00","$ 5.056.860,00","$ 0,00","$ 0,00"]
[11621,"Profesional categoria 6","MES",4963432,"$ 0,00","$ 0,00","$ 4.963.432,00","$ 0,00","$ 0,00"]
[11622,"Profesional categoria 7","MES",4008252,"$ 0,00","$ 0,00","$ 4.008.252,00","$ 0,00","$ 0,00"]
[11623,"Profesional categoria 8","MES",3648964,"$ 0,00","$ 0,00","$ 3.648.964,00","$ 0,00","$ 0,00"]
[11616,"PROFESIONAL ESPECIALISTA (I) CATEGORÍA 1(E.G.12;E.E.10)) - SIN PREST.","MES",11935649,"$ 0,00","$ 0,00","$ 11.935.649,00","$ 0,00","$ 0,00"]
[17792,"PROTECC ESTRUC METALICA PINT INTUMESCENT 12m2/mils","M2",28052.85,"$ 25.028,20","$ 419,10","$ 2.605,55","$ 0,00","$ 0,00"]
[17794,"PROTECC ESTRUC METALICA PINT INTUMESCENT 18m2/mils","M2",40560.699999999997,"$ 37.536,05","$ 419,10","$ 2.605,55","$ 0,00","$ 0,00"]
[17795,"PROTECC ESTRUC METALICA PINT INTUMESCENT 19m2/mils","M2",42636.3,"$ 39.611,65","$ 419,10","$ 2.605,55","$ 0,00","$ 0,00"]
[11357,"Protecc junta o canto tipo vehicular 10\"*3/16\" **","ML",177462.68,"$ 106.417,41","$ 7.837,79","$ 47.207,57","$ 86,15","$ 15.913,75"]
[11184,"Protecc junta o canto tipo vehicular 4\"*1/4\" **","ML",145202.64000000001,"$ 77.070,42","$ 7.838,73","$ 47.226,39","$ 86,15","$ 12.980,94"]
[11356,"Protecc junta o canto tipo vehicular 5\"*3/16\" **","ML",175456.09,"$ 98.965,88","$ 6.421,94","$ 47.226,39","$ 86,15","$ 22.755,72"]
[18139,"ProteccEstrucMetaCubiertaPintIntumescen30milscCRDC","M2",62027.53,"$ 59.343,81","$ 78,17","$ 2.605,55","$ 0,00","$ 0,00"]
[17793,"PROTECCION  ESTRUCTURA METALICA  PINTURA  INTUMESCENTE 15m2/mils CDRC","M2",34306.769999999997,"$ 31.282,12","$ 419,10","$ 2.605,55","$ 0,00","$ 0,00"]
[11173,"Proteccion  talud  con malla triple tors **","M2",34978.620000000003,"$ 27.299,23","$ 365,69","$ 7.313,70","$ 0,00","$ 0,00"]
[17905,"Protección Acústica Losa Celulosa Ref.K.13(11/2\")","M2",7514.16,"$ 76,18","$ 1.136,63","$ 6.301,36","$ 0,00","$ 0,00"]
[13258,"Proteccion Angeo rejillas y gargolas **","UN",15425.71,"$ 4.137,11","$ 111,77","$ 11.176,83","$ 0,00","$ 0,00"]
[17421,"Protección Arbol con tela verde(CDRC-Tunal) H=1m","UN",64159.11,"$ 21.379,74","$ 187,09","$ 9.354,74","$ 33.237,54","$ 0,00"]
[13015,"Proteccion de pisos con camilla 1.40x0.70 + trans","MES",7555.8,"$ 0,00","$ 4.911,44","$ 32,84","$ 2.611,52","$ 0,00"]
[15162,"Proteccion de pisos con camilla 652 m2**","MES",3282351.4,"$ 0,00","$ 3.267.273,88","$ 15.077,52","$ 0,00","$ 0,00"]
[13062,"Protección de talud con Polietileno","M2",5261.24,"$ 2.097,90","$ 150,64","$ 3.012,70","$ 0,00","$ 0,00"]
[11219,"Proteccion de taludes con polietil + maten diari**","M2",1754.95,"$ 650,43","$ 52,60","$ 1.051,92","$ 0,00","$ 0,00"]
[19292,"PROTECCION ESTRUCTURA METALICA CUBIERTA PINT INTUMESCENTE -  CEFE COMETAS","M2",62647.13,"$ 58.197,03","$ 1.604,80","$ 2.845,31","$ 0,00","$ 0,00"]
[11172,"Proteccion Pañete talud  con malla triple tors **","M2",97572.11,"$ 90.751,92","$ 145,43","$ 6.674,77","$ 0,00","$ 0,00"]
[10339,"Proteccion Pañete taludes  con malla gallinero *","M2",23082.38,"$ 15.452,95","$ 161,29","$ 7.468,15","$ 0,00","$ 0,00"]
[11668,"Proteccion Pañete taludes con malla gallinero **","M2",33120.61,"$ 13.913,52","$ 2.817,38","$ 16.389,70","$ 0,00","$ 0,00"]
[10671,"Proteccion Pañete taludes sin malla gallinero **","M2",15683.34,"$ 6.615,39","$ 182,51","$ 8.885,45","$ 0,00","$ 0,00"]
[10670,"Proteccion Pañete taludes sin malla vigas ciment**","ML",12492.68,"$ 6.869,57","$ 121,95","$ 5.501,17","$ 0,00","$ 0,00"]
[17726,"ProtecciónAcustica LosaCelulosaRefK13- 11/2\"S/Espe","M2",6753.43,"$ 51,03","$ 1.599,82","$ 5.102,58","$ 0,00","$ 0,00"]
[16865,"ProtecciónAcustica LosaFibraVidrioBlcak Theater 2\"","M2",7471.2,"$ 76,18","$ 1.093,67","$ 6.301,36","$ 0,00","$ 0,00"]
[12186,"Protector de Arbol  M-91**","JGO",381613.73,"$ 285.221,88","$ 4.382,35","$ 87.646,93","$ 4.362,57","$ 0,00"]
[10871,"Protector de arbol metálico**","UN",22705.71,"$ 16.270,22","$ 124,80","$ 5.237,59","$ 1.073,10","$ 0,00"]
[18255,"PROTECTOR DE ESTACION MANUAL DE ALARMA","UN",38254.800000000003,"$ 0,00","$ 13.658,39","$ 24.596,41","$ 0,00","$ 0,00"]
[17754,"Protector de sobrevoltaje camaras  (SUMI INST)","UN",12499.7,"$ 0,00","$ 340,46","$ 12.159,24","$ 0,00","$ 0,00"]
[13883,"Protector metàlico de Arbol circular M-90 Tipo IDU","UN",707251.14,"$ 575.349,30","$ 5.928,41","$ 118.568,29","$ 7.405,13","$ 0,00"]
[13221,"Protector papel higienico Acero Inox. Satinad.","UN",55680.54,"$ 4.524,04","$ 1.831,51","$ 49.324,99","$ 0,00","$ 0,00"]
[13094,"Protector papel higiénico sobreponer bco 400m **","UN",1049.23,"$ 0,00","$ 0,00","$ 1.049,23","$ 0,00","$ 0,00"]
[16831,"PROVISIONAL ELECTRICA","UN",3532645.58,"$ 1.520.838,00","$ 139.710,43","$ 1.862.805,76","$ 9.291,39","$ 0,00"]
[15248,"PROYECTOR 1000 W Metal Halide, Balasto CWA","UN",2147445.6800000002,"$ 2.016.282,27","$ 16.232,06","$ 114.931,35","$ 0,00","$ 0,00"]
[16691,"Proyector 128 LED 431W - 1000mA- 45700Lm (Sum+inst","UN",4977710.99,"$ 4.766.107,21","$ 144.521,37","$ 66.007,33","$ 1.075,08","$ 0,00"]
["10636-1","PROYECTOR BUXUS 200 AS 300W 200LEDS (SUM+INSTAL)  ","UN",0,"$ 0,00","$ 0,00","$ 0,00","$ 0,00","$ 0,00"]
["10367-1","PROYECTOR BUXUS 200 AS 300W 200LEDS (SUM+INSTAL)    ","UN",3181809.36,"$ 3.007.420,20","$ 139.648,46","$ 34.740,70","$ 0,00","$ 0,00"]
[11767,"PROYECTOR DE PISO MH 400 W TERRA O SUPERIOR","UN",16560.89,"$ 0,00","$ 788,61","$ 15.772,28","$ 0,00","$ 0,00"]
[11766,"PROYECTOR LED-335W-220/240V- AWB (Sumi+Inst)","UN",3299937.32,"$ 3.225.897,05","$ 47.061,65","$ 26.978,62","$ 0,00","$ 0,00"]
[11418,"Proyector MH 400 W** - Suministro e Instalacion","UN",348055.6,"$ 293.339,00","$ 2.605,55","$ 52.111,05","$ 0,00","$ 0,00"]
[11765,"PROYECTOR MH 400W TIPO RD-3 O SUPERIOR (Sumi+Inst)","UN",44928.04,"$ 8.864,04","$ 7.194,48","$ 28.869,52","$ 0,00","$ 0,00"]
[12156,"PROYECTOR Na 250W TIPO RD-3 O SUPERIOR (Sumi+Inst)","UN",67511.039999999994,"$ 8.864,04","$ 8.269,86","$ 50.377,14","$ 0,00","$ 0,00"]
[18931,"PROYECTOR POWER LITE  Pro G7100 c/ Lente estándar Video Beam","UN",227486.84,"$ 0,00","$ 4.459,34","$ 222.966,60","$ 60,90","$ 0,00"]
[11768,"PROYECTOR SUMERGIBLE MH 400 W BAROLET O SUPERIOR","UN",16560.89,"$ 0,00","$ 788,61","$ 15.772,28","$ 0,00","$ 0,00"]
[15728,"Proyector-96LEDS-310 W-28100 Lumen-1.000mA-ClaseII","UN",5151788.25,"$ 4.941.259,55","$ 144.521,37","$ 66.007,33","$ 0,00","$ 0,00"]
[11856,"ProyectorAreaLED.64LED4000K.RAP212.140W.TipoCodens","UN",2359132.0499999998,"$ 2.165.800,00","$ 142.958,04","$ 50.374,01","$ 0,00","$ 0,00"]
[17461,"PRUEBA CABLE DE MEDIA TENSION VLF","UN",1600000.01,"$ 1.600.000,01","$ 0,00","$ 0,00","$ 0,00","$ 0,00"]
[17171,"PRUEBA DE ESTANQUEIDAD POR BAJANTE","UN",69753.06,"$ 15.699,89","$ 1.059,87","$ 52.993,30","$ 0,00","$ 0,00"]
[17170,"PRUEBA DE FLUJO  POR PISO","UN",466399.16,"$ 183.330,80","$ 5.550,36","$ 277.518,00","$ 0,00","$ 0,00"]
[17320,"PRUEBA DE HERMETICIDAD TUBERÍAS","UN",189616.79,"$ 0,00","$ 76.705,23","$ 112.911,56","$ 0,00","$ 0,00"]
[10013,"Prueba de presion tuberias **","UN",407486.75,"$ 93.167,65","$ 52.964,46","$ 202.267,59","$ 0,00","$ 59.087,05"]
[17292,"PRUEBA DEL SISTEMA POR ESTACION","UN",162059.10999999999,"$ 77.915,59","$ 1.649,87","$ 82.493,65","$ 0,00","$ 0,00"]
[17293,"PRUEBA GENERAL POR ESTACION","UN",400504.03,"$ 77.915,59","$ 6.325,26","$ 316.263,18","$ 0,00","$ 0,00"]
[18648,"PRUEBA GENERAL RED CONTRA INCENDIOS","GL",0,"$ 0,00","$ 0,00","$ 0,00","$ 0,00","$ 0,00"]
[16706,"Prueba VLF (tramo 465 ml)cable Alumin-Zona Franca","UN",0,"$ 0,00","$ 0,00","$ 0,00","$ 0,00","$ 0,00"]
[16858,"Pruebas de aislamiento cable XLPE","UN",1349317.01,"$ 0,00","$ 27.444,78","$ 1.288.487,41","$ 33.384,82","$ 0,00"]
[15567,"PT100  piscinas complejo acuatico","UN",0,"$ 0,00","$ 0,00","$ 0,00","$ 0,00","$ 0,00"]
[13330,"Puente de adherencia sikadur 32 primer (0.1m) **","ML",7387.08,"$ 6.940,61","$ 21,26","$ 425,22","$ 0,00","$ 0,00"]
[11048,"Puente de adherencia sikadur 32 primer*","M2",73870.81,"$ 69.406,05","$ 212,61","$ 4.252,15","$ 0,00","$ 0,00"]
[10600,"Puente en madera rolliza 2,00 x 2,00 acceso canal punto 7.81- Pico del Águila","UN",3460808.32,"$ 1.164.622,49","$ 424.918,64","$ 1.425.334,72","$ 3.959,07","$ 441.973,39"]
[15072,"PUERTA  ACERO INOX. 0.60x1.80 CANTIL. Col Tunal","UN",689872.23,"$ 689.872,23","$ 0,00","$ 0,00","$ 0,00","$ 0,00"]
[13229,"PUERTA  ACERO VIDRIO 10MM SEGURIDAD(VerDescripc","M2",500421.31,"$ 490.991,00","$ 449,06","$ 8.981,25","$ 0,00","$ 0,00"]
[15071,"Puerta a prueba de fuego 2*2 ESP.CODENSA (sum+ins)","UN",6502641,"$ 6.502.641,00","$ 0,00","$ 0,00","$ 0,00","$ 0,00"]
[11893,"Puerta a prueba de fuego S/E según CODENSA","UN",8809853.0099999998,"$ 8.809.853,01","$ 0,00","$ 0,00","$ 0,00","$ 0,00"]
[10518,"Puerta Aglomerado Madera 30mm+Marco CR + acustifibra +montante CEFECOMETAS","M2",462261.11,"$ 270.344,79","$ 11.235,59","$ 177.097,15","$ 3.583,60","$ 0,00"]
[19167,"Puerta Aglomerado Madera 30mm+Marco CR +montante CEFECOMETAS","M2",462261.11,"$ 270.344,79","$ 11.235,59","$ 177.097,15","$ 3.583,60","$ 0,00"]
[12609,"PUERTA ALUMIN.2.0X0.8+CERR+VIDRIO SANBLAST.**","UN",0,"$ 0,00","$ 0,00","$ 0,00","$ 0,00","$ 0,00"]
[12608,"PUERTA ALUMINIO CORREDIZA+CERR+BISAG.2.1X1.8**","UN",0,"$ 0,00","$ 0,00","$ 0,00","$ 0,00","$ 0,00"]
[16541,"Puerta Aluminio nat tipo Persiana+marco+cerrojo+ac","UN",120623.99,"$ 61.411,00","$ 8.466,18","$ 50.746,81","$ 0,00","$ 0,00"]
[17142,"Puerta Aluminio P-03(1.00x2.35m)+Vidrio s/Des.Tecn","UN",0,"$ 0,00","$ 0,00","$ 0,00","$ 0,00","$ 0,00"]
[17143,"Puerta Aluminio P-08(1.20x2.35m)+Vidrio s/Des.Tecn","UN",0,"$ 0,00","$ 0,00","$ 0,00","$ 0,00","$ 0,00"]
[17144,"Puerta Aluminio P-10(2.00x2.30m)+Vidrio s/Des.Tecn","UN",0,"$ 0,00","$ 0,00","$ 0,00","$ 0,00","$ 0,00"]
[17125,"Puerta Aluminio P-14(1.00x2.40m)+Vidrio s/Des.Tecn","UN",0,"$ 0,00","$ 0,00","$ 0,00","$ 0,00","$ 0,00"]
[17152,"Puerta Aluminio P-16(1.20x3.30m)+Vidrio s/Des.Tecn","UN",0,"$ 0,00","$ 0,00","$ 0,00","$ 0,00","$ 0,00"]
[17154,"Puerta Aluminio P-20(1.60x2.40m)+Vidrio s/Des.Tecn","UN",0,"$ 0,00","$ 0,00","$ 0,00","$ 0,00","$ 0,00"]
[17155,"Puerta Aluminio P-24(2.25x3.00m)+Vidrio s/Des.Tecn","UN",3157851,"$ 3.157.851,00","$ 0,00","$ 0,00","$ 0,00","$ 0,00"]
[17156,"Puerta Aluminio P-31(1.60x2.40m)+Vidrio s/Des.Tecn","UN",0,"$ 0,00","$ 0,00","$ 0,00","$ 0,00","$ 0,00"]
[17157,"Puerta Aluminio P-32(3.60x2.74m)+Vidrio s/Des.Tecn","UN",0,"$ 0,00","$ 0,00","$ 0,00","$ 0,00","$ 0,00"]
[17158,"Puerta Aluminio P-35(1.50x3.00m)+Vidrio s/Des.Tecn","UN",0,"$ 0,00","$ 0,00","$ 0,00","$ 0,00","$ 0,00"]
[17159,"Puerta Aluminio P-36(2.12x2.74m)+Vidrio s/Des.T","UN",0,"$ 0,00","$ 0,00","$ 0,00","$ 0,00","$ 0,00"]
[17160,"Puerta Aluminio P-38(0.90x2.35m)+Vidrio s/Des.Tecn","UN",0,"$ 0,00","$ 0,00","$ 0,00","$ 0,00","$ 0,00"]
[17161,"Puerta Aluminio P-44(1.96x2.74m)+Vidrio s/Des.Tecn","UN",0,"$ 0,00","$ 0,00","$ 0,00","$ 0,00","$ 0,00"]
[17162,"Puerta Aluminio P-46(1.95x2.74m)+Vidrio s/Des.Tecn","UN",0,"$ 0,00","$ 0,00","$ 0,00","$ 0,00","$ 0,00"]
[13260,"PUERTA AUTOMATICA CON RADAR **","UN",0,"$ 0,00","$ 0,00","$ 0,00","$ 0,00","$ 0,00"]
[18491,"PUERTA BATIENTE PARA DISCAPACITADOS","UN",309541.3,"$ 0,00","$ 1.088,25","$ 21.765,05","$ 286.688,00","$ 0,00"]
[660,"PUERTA CRISTAL 10  SUMINISTRO E INSTALACION","UN",2337.6,"$ 0,00","$ 0,00","$ 2.337,60","$ 0,00","$ 0,00"]
[11312,"Puerta de Entrada H=1,00m,A=3,80m (2 Hojas)**","UN",1293126.2,"$ 859.173,73","$ 59.805,43","$ 238.860,09","$ 35.611,65","$ 99.675,30"]
[11310,"Puerta de Entrada H=1,60m,A=3,00m (2 Hojas)**","UN",1609128.45,"$ 1.010.377,86","$ 80.068,24","$ 357.747,21","$ 52.230,42","$ 108.704,72"]
[11311,"Puerta de Entrada H=2,50m,A=3,00m (2 Hojas)**","UN",2405248.15,"$ 1.353.804,23","$ 157.543,25","$ 586.048,93","$ 125.430,17","$ 182.421,56"]
[14389,"Puerta el Alum+vidrio templado 6mm - perf1 1/2x3\"","M2",648364.31000000006,"$ 638.934,00","$ 449,06","$ 8.981,25","$ 0,00","$ 0,00"]
[11235,"PUERTA EN ALUMINIO (2.55X3.25M)2 HOJAS+CHAP+VIDRIO","UN",376849.6,"$ 0,00","$ 0,00","$ 376.849,60","$ 0,00","$ 0,00"]
[12288,"PUERTA EN ALUMINIO 2 HOJAS+CHAP+VIDRIO","M2",45485.75,"$ 0,00","$ 0,00","$ 45.485,75","$ 0,00","$ 0,00"]
[804,"PUERTA EN MADERA 0.80 A 0.85 X 2.10","UN",186142.9,"$ 161.190,93","$ 489,25","$ 24.462,72","$ 0,00","$ 0,00"]
[18538,"Puerta EnrollableMicroperforada AcabadoPint. Elect","M2",470576.54,"$ 412.920,70","$ 9.173,61","$ 48.482,23","$ 0,00","$ 0,00"]
[15074,"Puerta Entam. Corred 2.95x4.61+pint+cerr Col Tunal","UN",288260,"$ 288.260,00","$ 0,00","$ 0,00","$ 0,00","$ 0,00"]
[587,"PUERTA F/CEDRO MARCO Y HOJA","UN",172274.97,"$ 145.403,61","$ 526,89","$ 26.344,47","$ 0,00","$ 0,00"]
[10977,"PUERTA F/MORADO MARCO Y HOJA 2X1**","UN",559010.16,"$ 147.340,19","$ 0,00","$ 411.669,97","$ 0,00","$ 0,00"]
[10988,"PUERTA F/PINO marco/hoja 2x 1cerrad+herra(Sum+Ins)","UN",611872.68000000005,"$ 187.345,91","$ 0,00","$ 424.526,77","$ 0,00","$ 0,00"]
[15073,"Puerta Lamina C. R. Cal. 18 perfor+Marco Col Tunal","UN",249369.22,"$ 0,00","$ 0,00","$ 249.369,22","$ 0,00","$ 0,00"]
[694,"PUERTA LAMINA ENTRADA PPAL","UN",3838.77,"$ 0,00","$ 75,27","$ 3.763,50","$ 0,00","$ 0,00"]
[10959,"Puerta Lamina tablereada cal 16 **","M2",687061,"$ 377.455,43","$ 2.832,78","$ 94.426,10","$ 0,00","$ 212.346,69"]
[15056,"Puerta Lamina tablereada cal 18  0.80x2.00 + Esmal","UN",998667.74,"$ 576.768,06","$ 11.992,16","$ 147.235,28","$ 0,00","$ 262.672,24"]
[10453,"Puerta Lamina tablereada cal 18 **","M2",530771.52,"$ 305.528,68","$ 1.778,82","$ 59.293,87","$ 0,00","$ 164.170,15"]
[15053,"Puerta Lamina tablereada cal 18 1.00x2.00 + Esmalt","UN",1219609.8600000001,"$ 705.607,32","$ 5.788,00","$ 179.874,24","$ 0,00","$ 328.340,30"]
[15070,"Puerta Lamina tablereada cal 18 1.00x2.85 + Esmalt","M2",1704755.6,"$ 979.390,76","$ 8.247,90","$ 249.232,02","$ 0,00","$ 467.884,93"]
[14057,"Puerta Lamina tablereada cal 20 **","M2",117012.1,"$ 30.260,93","$ 1.482,44","$ 49.414,70","$ 0,00","$ 35.854,03"]
[14430,"Puerta Lamina tablereada cal 20 + Chapa (Pte aran)","M2",140691.89000000001,"$ 35.170,68","$ 1.818,13","$ 60.604,33","$ 0,00","$ 43.098,75"]
[17688,"Puerta MaderaTipo U (1.0X2.50M)Entanb.EnchapRoble","UN",0,"$ 0,00","$ 0,00","$ 0,00","$ 0,00","$ 0,00"]
[10501,"Puerta Met. Enrollable 2*2,5m CRDC-COMETAS","UN",1616844.78,"$ 1.591.570,69","$ 1.317,70","$ 23.956,39","$ 0,00","$ 0,00"]
[16978,"Puerta Met. Enrollable P-41(3.70x3.30m)CRD(S/Espec","UN",5036869.8099999996,"$ 4.928.141,61","$ 9.067,91","$ 99.660,29","$ 0,00","$ 0,00"]
[16980,"Puerta Met.Reja P-42(27.45x3.30m)CRD(S/Espec","UN",1459412.94,"$ 775.046,39","$ 61.398,76","$ 622.967,78","$ 0,00","$ 0,00"]
[16982,"Puerta Met.Reja P-43(2.45x3.30m)CRD(S/Espec","UN",2436126.41,"$ 2.357.758,87","$ 6.307,85","$ 72.059,69","$ 0,00","$ 0,00"]
[16711,"Puerta Meta.Celosia(CTS548-Codensa)L=2.87m;H=2.34m","UN",200545,"$ 0,00","$ 11.715,73","$ 117.157,27","$ 71.672,00","$ 0,00"]
[15769,"Puerta Metal Entanbor A=0.80M, H=2m Cal.18+Marco+C","UN",0,"$ 0,00","$ 0,00","$ 0,00","$ 0,00","$ 0,00"]
[15768,"Puerta Metal Entanbor A=1M, H=2m Cal.18+Marco+Cerr","UN",0,"$ 0,00","$ 0,00","$ 0,00","$ 0,00","$ 0,00"]
[11277,"Puerta Metalica acceso Parque","M2",999007.86,"$ 743.727,26","$ 26.805,83","$ 227.041,33","$ 1.433,44","$ 0,00"]
[14602,"Puerta Metálica Doble Hoja entam.C18 Col Gim Sur","UN",1504769.44,"$ 773.035,58","$ 6.945,60","$ 325.676,85","$ 5.103,05","$ 394.008,36"]
[16885,"Puerta Metalica P-00(3.0x2.75)CRD(S/Esp.Tecnica","UN",573927.42000000004,"$ 5.414,41","$ 27.072,05","$ 541.440,96","$ 0,00","$ 0,00"]
[16886,"Puerta Metalica P-01(3.0x2.75)CRD(S/Esp.Tecnica","UN",573927.42000000004,"$ 5.414,41","$ 27.072,05","$ 541.440,96","$ 0,00","$ 0,00"]
[16905,"Puerta Metalica P-02(7.40x3.60)CRD(S/Esp.Tecnica","UN",0,"$ 0,00","$ 0,00","$ 0,00","$ 0,00","$ 0,00"]
[16906,"Puerta Metalica P-04(1.50x2.75)CRD(S/Esp.Tecnica","UN",467846.04,"$ 4.413,64","$ 22.068,21","$ 441.364,19","$ 0,00","$ 0,00"]
[16907,"Puerta Metalica P-05(1.20x3.00m)CRD(S/Esp.Tecnica","UN",299203.87,"$ 2.822,68","$ 14.113,39","$ 282.267,80","$ 0,00","$ 0,00"]
[16908,"Puerta Metalica P-06(0.70x2.35m)CRD(S/Esp.Tecnica","UN",260307.37,"$ 2.455,73","$ 12.278,65","$ 245.572,99","$ 0,00","$ 0,00"]
[16909,"Puerta Metalica P-07(1.0x2.35m)CRD(S/Esp.Tecnica","UN",320964.15000000002,"$ 3.027,96","$ 15.139,82","$ 302.796,37","$ 0,00","$ 0,00"]
[16910,"Puerta Metalica P-09(2.40x3.60m)CRD(S/Esp.Tecnica","UN",0,"$ 0,00","$ 0,00","$ 0,00","$ 0,00","$ 0,00"]
[16911,"Puerta Metalica P-11(1.00x2.40m)CRD(S/Esp.Tecnica","UN",260307.37,"$ 2.455,73","$ 12.278,65","$ 245.572,99","$ 0,00","$ 0,00"]
[16916,"Puerta Metalica P-12(1.00x2.75m)CRD(S/Esp.Tecnica","UN",260307.37,"$ 2.455,73","$ 12.278,65","$ 245.572,99","$ 0,00","$ 0,00"]
[16918,"Puerta Metalica P-13(1.25x2.35m)CRD(S/Esp.Tecnica","UN",260307.37,"$ 2.455,73","$ 12.278,65","$ 245.572,99","$ 0,00","$ 0,00"]
[16919,"Puerta Metalica P-15(2.90x3.60m)CRD(S/Esp.Tecnica","UN",0,"$ 0,00","$ 0,00","$ 0,00","$ 0,00","$ 0,00"]
[17524,"Puerta Metalica P-19(3.50x3.30m)CRD(S/Esp.Tecnica","UN",0,"$ 0,00","$ 0,00","$ 0,00","$ 0,00","$ 0,00"]
[16923,"Puerta Metalica P-21(1.00x2.40m)CRD(S/Esp.Tecnica","UN",299203.87,"$ 2.822,68","$ 14.113,39","$ 282.267,80","$ 0,00","$ 0,00"]
[16927,"Puerta Metalica P-22(1.80x3.10m)CRD(S/Esp.Tecnica","UN",0,"$ 0,00","$ 0,00","$ 0,00","$ 0,00","$ 0,00"]
[16963,"Puerta Metalica P-23(8.55x6.85m)CRD(S/Esp.Tecnica","UN",0,"$ 0,00","$ 0,00","$ 0,00","$ 0,00","$ 0,00"]
[16964,"Puerta Metalica P-25(0.85x2.35m)CRD(S/Esp.Tecnica","UN",260307.37,"$ 2.455,73","$ 12.278,65","$ 245.572,99","$ 0,00","$ 0,00"]
[16965,"Puerta Metalica P-26(1.20x2.35m)CRD(S/Esp.Tecnica","UN",1796866.87,"$ 1.500.485,68","$ 14.113,39","$ 282.267,80","$ 0,00","$ 0,00"]
[16966,"Puerta Metalica P-27(1.00x2.35m)CRD(S/Esp.Tecnica","UN",299203.87,"$ 2.822,68","$ 14.113,39","$ 282.267,80","$ 0,00","$ 0,00"]
[16967,"Puerta Metalica P-28(17.95x3.30m)CRD(S/Esp.Tecnica","UN",0,"$ 0,00","$ 0,00","$ 0,00","$ 0,00","$ 0,00"]
[16968,"Puerta Metalica P-29(0.80x2.35m)CRD(S/Esp.Tecnica","UN",260307.37,"$ 2.455,73","$ 12.278,65","$ 245.572,99","$ 0,00","$ 0,00"]
[16969,"Puerta Metalica P-30(0.75x2.35m)CRD(S/Esp.Tecnica","UN",260307.37,"$ 2.455,73","$ 12.278,65","$ 245.572,99","$ 0,00","$ 0,00"]
[16971,"Puerta Metalica P-33(2.80x2.75m)CRD(S/Esp.Tecnica","UN",467846.04,"$ 4.413,64","$ 22.068,21","$ 441.364,19","$ 0,00","$ 0,00"]
[16973,"Puerta Metalica P-37(3.95x2.75m)CRD(S/Esp.Tecnica","UN",544007.03,"$ 5.132,14","$ 25.660,71","$ 513.214,18","$ 0,00","$ 0,00"]
[16975,"Puerta Metalica P-39(17.15x3.30m)CRD(S/Esp.Tecnica","UN",0,"$ 0,00","$ 0,00","$ 0,00","$ 0,00","$ 0,00"]
[16976,"Puerta Metalica P-40(27.54x3.30m)CRD(S/Esp.Tecnica","UN",0,"$ 0,00","$ 0,00","$ 0,00","$ 0,00","$ 0,00"]
[17525,"Puerta Metalica P-41(3.70x3.30m)CRD(S/Espec","UN",0,"$ 0,00","$ 0,00","$ 0,00","$ 0,00","$ 0,00"]
[17526,"Puerta Metalica P-42(27.45x3.30m)CRD(S/Espec","UN",0,"$ 0,00","$ 0,00","$ 0,00","$ 0,00","$ 0,00"]
[17527,"Puerta Metalica P-43(2.45x3.30m)CRD(S/Espec","UN",0,"$ 0,00","$ 0,00","$ 0,00","$ 0,00","$ 0,00"]
[16985,"Puerta Metalica P-45(1.50x2.40m)CRD(S/Espec","UN",299203.87,"$ 2.822,68","$ 14.113,39","$ 282.267,80","$ 0,00","$ 0,00"]
[17528,"Puerta Metalica P-47(1.00x2.60m)CRD(S/Espec","UN",260307.37,"$ 2.455,73","$ 12.278,65","$ 245.572,99","$ 0,00","$ 0,00"]
[16828,"Puerta P-17Madera(6.60x3.20)CRD-Tunal(S/Esp.Tecnic","UN",0,"$ 0,00","$ 0,00","$ 0,00","$ 0,00","$ 0,00"]
[16836,"Puerta P-18Madera(8.0x3.20)CRD-Tunal(S/Esp.Tecnic","UN",132381.49,"$ 106.695,63","$ 1.223,14","$ 24.462,72","$ 0,00","$ 0,00"]
[16839,"Puerta P-34Madera(9.20x4.0)CRD-Tunal(S/Esp.Tecnic","UN",0,"$ 0,00","$ 0,00","$ 0,00","$ 0,00","$ 0,00"]
[16538,"Puerta panel corrediza lamina CR cal18+rejillavent","M2",22401.39,"$ 13,17","$ 2.057,09","$ 20.331,14","$ 0,00","$ 0,00"]
[15771,"Puerta para Divsion Baño Acero Inoxida (0.60x1.80m","UN",0,"$ 0,00","$ 0,00","$ 0,00","$ 0,00","$ 0,00"]
[18594,"Puerta para duchas en vidrio laminado 5 +5 Polivin","UN",55069.66,"$ 15.271,16","$ 5.173,67","$ 34.624,83","$ 0,00","$ 0,00"]
[11332,"Puerta Peatonal AccesoParque L=3,75m(Fontanar)**","UN",846420.71,"$ 756.810,71","$ 2.610,00","$ 87.000,00","$ 0,00","$ 0,00"]
[12357,"Puerta Peatonal AccesoParque L=3,75m,H=2.80m(Fonta","UN",2517038.0299999998,"$ 1.532.673,08","$ 87.980,67","$ 885.166,61","$ 11.217,67","$ 0,00"]
[11333,"Puerta Peatonal AccesoParque L=3,90m(Fontanar)**","UN",880607.78,"$ 790.997,78","$ 2.610,00","$ 87.000,00","$ 0,00","$ 0,00"]
[11334,"Puerta Peatonal AccesoParque L=4,75m(Fontanar)**","UN",935567.53,"$ 845.957,53","$ 2.610,00","$ 87.000,00","$ 0,00","$ 0,00"]
[13304,"PUERTA PERSIANA.LAM.CAL.18(0.60x0.60m)**","UN",408306.51,"$ 355.610,48","$ 1.463,60","$ 15.396,43","$ 35.836,00","$ 0,00"]
[13303,"PUERTA PERSIANA.LAM.CAL.18(2x1m)DOBLEHOJA**","UN",132514.21,"$ 4.221,00","$ 7.197,12","$ 85.260,09","$ 35.836,00","$ 0,00"]
[11368,"PUERTA PERSIANA.LAM.CAL.18(FONTANAR)2x2m**","UN",359867.62,"$ 43.284,00","$ 107.090,00","$ 169.357,30","$ 40.136,32","$ 0,00"]
[17803,"Puerta Tipo U(1.00x2.50)CRD-Font(S/Esp.Tecnic","UN",0,"$ 0,00","$ 0,00","$ 0,00","$ 0,00","$ 0,00"]
[14550,"Puerta triplex cedro+mont+marco met 0.60 Col Gim S","UN",545160.62,"$ 211.807,54","$ 19.829,33","$ 308.420,69","$ 5.103,05","$ 0,00"]
[14510,"Puerta triplex cedro+mont+marco met 0.70 Col Gim S","UN",587446.42000000004,"$ 229.911,59","$ 21.080,89","$ 330.060,79","$ 6.393,14","$ 0,00"]
[14540,"Puerta triplex cedro+mont+marco met 1.00 Col Gim S","UN",632319.61,"$ 250.478,96","$ 22.303,33","$ 351.796,73","$ 7.740,58","$ 0,00"]
[16053,"Puerta tub.cuad1 1/2\"marco4\"x1 1/2\"H=2.40A=1.80M","UN",1087642.1000000001,"$ 65.551,22","$ 215.860,95","$ 568.818,93","$ 237.411,00","$ 0,00"]
[13558,"Puerta Tubo HG 2\" Malla eslabonada H=2.50","M2",243625.72,"$ 180.910,12","$ 6.263,17","$ 56.452,44","$ 0,00","$ 0,00"]
[12070,"Puerta Tubo HG 2\" Malla eslabonada H=2.50Fontanar","UN",609064.31000000006,"$ 452.275,29","$ 15.657,93","$ 141.131,09","$ 0,00","$ 0,00"]
[11331,"Puerta Vehicular AccesoParque L=5,00m(Fontanar)**","UN",955471.98,"$ 865.861,98","$ 2.610,00","$ 87.000,00","$ 0,00","$ 0,00"]
[11813,"Puerta Vehicular AccesoParque L=6,00m(Fontanar)**","UN",1016951.61,"$ 927.341,61","$ 2.610,00","$ 87.000,00","$ 0,00","$ 0,00"]
[607,"PUERTA VENTANA LAMINA Des .23","M2",121648.78,"$ 115.062,66","$ 0,00","$ 6.586,12","$ 0,00","$ 0,00"]
[11607,"PUERTA VENTANA perfil 1/2\"+vidrio lam. 6mm","M2",72430.399999999994,"$ 0,00","$ 2.586,80","$ 51.736,00","$ 0,00","$ 18.107,60"]
[14388,"Puerta Vidrio Templ 10mm incl. manija AI y cerradu","M2",9430.31,"$ 0,00","$ 449,06","$ 8.981,25","$ 0,00","$ 0,00"]
[16545,"Puerta VidrioTempl 10mm incl manija AI+cerradu+bis","M2",712398.2,"$ 426.738,90","$ 29.052,21","$ 256.607,09","$ 0,00","$ 0,00"]
[13189,"Puerta, fijo vidrio (2.1mx1.1m) 8mm sandblasting**","UN",0,"$ 0,00","$ 0,00","$ 0,00","$ 0,00","$ 0,00"]
[15942,"Puerta+ PasadorRejaAlambAceroGalv.(L=1.0;H=1.5m)","UN",891964.04,"$ 856.746,00","$ 690,55","$ 34.527,49","$ 0,00","$ 0,00"]
[11967,"PUERTA-AGLOMERADO12-9 mmENCHAP-TRIPLEX4mm","M2",205859.33,"$ 139.139,31","$ 5.935,91","$ 57.200,53","$ 3.583,60","$ 0,00"]
[18534,"PuertaHojaEntab.Lam.ColdRCal.16MarcoCal.18+Persian","M2",796412.26,"$ 662.407,53","$ 2.882,57","$ 95.286,17","$ 35.836,00","$ 0,00"]
[18533,"PuertaHojaEntab.Lam.ColdrolledCal.16MarcoCal.18","M2",824377.26,"$ 690.372,53","$ 2.882,57","$ 95.286,17","$ 35.836,00","$ 0,00"]
[18696,"PuertaHojaEntam.Lam.Cold RMarc4x4x4(2,44m)+persian","M2",796412.26,"$ 662.407,53","$ 2.882,57","$ 95.286,17","$ 35.836,00","$ 0,00"]
[18694,"PuertaHojaEntamb.Lam.Cold RolledMarco4x4x4(2,44m)","M2",824377.26,"$ 690.372,53","$ 2.882,57","$ 95.286,17","$ 35.836,00","$ 0,00"]
[15355,"PuertaMet.CelosíaH=2.30m;A=2.0m; (2 Hojas)Codensa","UN",2912206.61,"$ 2.731.872,35","$ 8.587,35","$ 171.746,91","$ 0,00","$ 0,00"]
[15770,"PuertaMetal.Entamb.Corrediz(A=4.85m;H=2.85m)+Marc+","UN",0,"$ 0,00","$ 0,00","$ 0,00","$ 0,00","$ 0,00"]
[16446,"PuertaPeatonalAlambAcerGalv.6(H=2.0L=1.0m)+pasador","UN",69115.460000000006,"$ 24.190,52","$ 2.056,96","$ 41.139,16","$ 1.728,83","$ 0,00"]
[16710,"PuertaPlegable (CTS548-1-Codensa)L=6.87m;H=2.34m","UN",329417.99,"$ 0,00","$ 23.431,45","$ 234.314,54","$ 71.672,00","$ 0,00"]
[588,"PUERTAS  (MARCO Y HOJA)","UN",93855.41,"$ 69.863,12","$ 470,44","$ 23.521,85","$ 0,00","$ 0,00"]
[15693,"Puertas Cerr Malla EslabCal10 2Hojas a=1.68 H=2.30","UN",3606790.84,"$ 2.400.522,32","$ 181.979,59","$ 935.093,61","$ 89.195,31","$ 0,00"]
[608,"PUERTAS LAMINA","M2",310219.87,"$ 303.304,44","$ 329,31","$ 6.586,12","$ 0,00","$ 0,00"]
[18000,"PuertaTipoA(17.60x4.85)Riel+Alas(Sum+Ins)S/Descrip","UN",0,"$ 0,00","$ 0,00","$ 0,00","$ 0,00","$ 0,00"]
[18001,"PuertaTipoB1.B2(0.9x3.3m)LamCal18(Sum+ins)S/Descri","UN",226034.91,"$ 2.132,40","$ 10.662,02","$ 213.240,49","$ 0,00","$ 0,00"]
[18006,"PuertaTipoC1.C2(0.9x3.3m)LamCal18(Sum+Ins)S/Descri","UN",226034.91,"$ 2.132,40","$ 10.662,02","$ 213.240,49","$ 0,00","$ 0,00"]
[18008,"PuertaTipoD1.D2(0.9x3.3m)LamCal18(Sum+Ins)S/Descr","UN",226034.91,"$ 2.132,40","$ 10.662,02","$ 213.240,49","$ 0,00","$ 0,00"]
[18011,"PuertaTipoE1.E2(0.9x3m)LamCal18(Sum+Ins)S/Descri","UN",226034.91,"$ 2.132,40","$ 10.662,02","$ 213.240,49","$ 0,00","$ 0,00"]
[18012,"PuertaTipoF1.F2(0.9x3m)LamCal18(Sum+Ins)S/Descri","UN",226034.91,"$ 2.132,40","$ 10.662,02","$ 213.240,49","$ 0,00","$ 0,00"]
[18013,"PuertaTipoG(0.9x3m)LamCal18(Sum+Ins)S/Descri","UN",226034.91,"$ 2.132,40","$ 10.662,02","$ 213.240,49","$ 0,00","$ 0,00"]
[18014,"PuertaTipoH(1.1x3.3m)LamCal18(Sum+Ins)S/Descri","UN",226034.91,"$ 2.132,40","$ 10.662,02","$ 213.240,49","$ 0,00","$ 0,00"]
[18009,"PuertaTipoI(1.10x3.0m)LamCal18(Sum+Ins)S/Descripci","UN",226034.91,"$ 2.132,40","$ 10.662,02","$ 213.240,49","$ 0,00","$ 0,00"]
[18015,"PuertaTipoJ1.J2(1.10x3.0m)LamCal18(Sum+Ins)S/Descr","UN",226034.91,"$ 2.132,40","$ 10.662,02","$ 213.240,49","$ 0,00","$ 0,00"]
[18019,"PuertaTipoK1.K2(0.9x2.10m)LamCal18(Sum+Ins)S/Descr","UN",226034.91,"$ 2.132,40","$ 10.662,02","$ 213.240,49","$ 0,00","$ 0,00"]
[18020,"PuertaTipoL1.L2(0.9x2.10m)LamCal18(Sum+Ins)S/Descr","UN",226034.91,"$ 2.132,40","$ 10.662,02","$ 213.240,49","$ 0,00","$ 0,00"]
[18022,"PuertaTipoM(0.9x2.14m)LamCal18(Sum+Ins)S/Descripc","UN",239607.9,"$ 2.260,45","$ 11.302,26","$ 226.045,19","$ 0,00","$ 0,00"]
[18025,"PuertaTipoN(2.08x3.15m)LamCal18(Sum+Ins)S/Descripc","UN",293818.2,"$ 2.771,87","$ 13.859,35","$ 277.186,98","$ 0,00","$ 0,00"]
[18026,"PuertaTipoÑ(2.0x2.5m)LamCal18(Sum+Ins)S/Descripció","UN",266699.44,"$ 2.516,03","$ 12.580,16","$ 251.603,25","$ 0,00","$ 0,00"]
[18029,"PuertaTipoO(1.25x2.5m)LamCal18(Sum+Ins)S/Descripci","UN",266699.44,"$ 2.516,03","$ 12.580,16","$ 251.603,25","$ 0,00","$ 0,00"]
[18032,"PuertaTipoP(4.80x2.3m)AlasPivotan(Sum+Ins)S/Descri","UN",0,"$ 0,00","$ 0,00","$ 0,00","$ 0,00","$ 0,00"]
[18034,"PuertaTipoQ(3.6x2.3m)AlasPivotan(Sum+Ins)S/Descrip","UN",0,"$ 0,00","$ 0,00","$ 0,00","$ 0,00","$ 0,00"]
[18037,"PuertaTipoR(5.23x2.3m)AlasPivotan(Sum+Ins)S/Descr","UN",0,"$ 0,00","$ 0,00","$ 0,00","$ 0,00","$ 0,00"]
[18039,"PuertaTipoS(1.6x2.3m)AlasPivotan(Sum+Ins)S/Descrip","UN",0,"$ 0,00","$ 0,00","$ 0,00","$ 0,00","$ 0,00"]
[18040,"PuertaTipoT(1x2.5m)LamAlaPrefa(Sumin+Instal)S/Desc","UN",0,"$ 0,00","$ 0,00","$ 0,00","$ 0,00","$ 0,00"]
[18041,"PuertaTipoV(2x2.5m)LamAlaPrefa(Sumin+Instal)S/Desc","UN",0,"$ 0,00","$ 0,00","$ 0,00","$ 0,00","$ 0,00"]
[17983,"PuertaVentanaPV-001(3.50*3.20)Perf.Alum-S/Especifi","UN",0,"$ 0,00","$ 0,00","$ 0,00","$ 0,00","$ 0,00"]
[17984,"PuertaVentanaPV-002(1.40*2.40)Perf.Alum-S/Especifi","UN",0,"$ 0,00","$ 0,00","$ 0,00","$ 0,00","$ 0,00"]
[17985,"PuertaVentanaPV-003(7.55*4.95)Perf.Alum-S/Especifi","UN",0,"$ 0,00","$ 0,00","$ 0,00","$ 0,00","$ 0,00"]
[17986,"PuertaVentanaPV-004(1.40*2.40)Perf.Alum-S/Especifi","UN",0,"$ 0,00","$ 0,00","$ 0,00","$ 0,00","$ 0,00"]
[17987,"PuertaVentanaPV-005(4.44*2.40)Perf.Alum-S/Especifi","UN",0,"$ 0,00","$ 0,00","$ 0,00","$ 0,00","$ 0,00"]
[17988,"PuertaVentanaPV-006(1.68*3.20)Perf.Alum-S/Especifi","UN",0,"$ 0,00","$ 0,00","$ 0,00","$ 0,00","$ 0,00"]
[17989,"PuertaVentanaPV-007(9.45*3.20)Perf.Alum-S/Especifi","UN",0,"$ 0,00","$ 0,00","$ 0,00","$ 0,00","$ 0,00"]
[17990,"PuertaVentanaPV-008(6.31*4.95)Perf.Alum-S/Especifi","UN",0,"$ 0,00","$ 0,00","$ 0,00","$ 0,00","$ 0,00"]
[17991,"PuertaVentanaPV-009(37.00*4.85)Perf.Alum-S/Especif","UN",0,"$ 0,00","$ 0,00","$ 0,00","$ 0,00","$ 0,00"]
[17992,"PuertaVentanaPV-010(37.00*4.85)Perf.Alum-S/Especif","UN",0,"$ 0,00","$ 0,00","$ 0,00","$ 0,00","$ 0,00"]
[17993,"PuertaVentanaPV-011(24.00*4.85)Perf.Alum-S/Especif","UN",0,"$ 0,00","$ 0,00","$ 0,00","$ 0,00","$ 0,00"]
[17994,"PuertaVentanaPV-012(5.78*3.20)Perf.Alum-S/Especif","UN",0,"$ 0,00","$ 0,00","$ 0,00","$ 0,00","$ 0,00"]
[18063,"PuertaVentanaPV-013(1.40*3.20)Perf.Alum-S/Especif","UN",0,"$ 0,00","$ 0,00","$ 0,00","$ 0,00","$ 0,00"]
[18094,"PuertaVentanaPV-15(36x6.75m)(Sum+Inst)S/Especifica","UN",0,"$ 0,00","$ 0,00","$ 0,00","$ 0,00","$ 0,00"]
[18096,"PuertaVentanaPV-16(4.07x2.5m)(Sum+Inst)S/Especific","UN",0,"$ 0,00","$ 0,00","$ 0,00","$ 0,00","$ 0,00"]
[18097,"PuertaVentanaPV-17(6.0x2.5m)(Sum+Inst)S/Especifica","UN",0,"$ 0,00","$ 0,00","$ 0,00","$ 0,00","$ 0,00"]
[18098,"PuertaVentanaPV-18(4.0x2.5m)(Sum+Inst)S/Especifica","UN",0,"$ 0,00","$ 0,00","$ 0,00","$ 0,00","$ 0,00"]
[18099,"PuertaVentanaPV-19(4.01x2.5m)(Sum+Inst)S/Especific","UN",0,"$ 0,00","$ 0,00","$ 0,00","$ 0,00","$ 0,00"]
[18100,"PuertaVentanaPV-20(35.35x12.63m)(Sum+Inst)S/Especi","UN",0,"$ 0,00","$ 0,00","$ 0,00","$ 0,00","$ 0,00"]
[18101,"PuertaVentanaPV-21(3.5x10.99m)(Sum+Inst)S/Especifi","UN",0,"$ 0,00","$ 0,00","$ 0,00","$ 0,00","$ 0,00"]
[18107,"PuertaVentanaPV-22(11.7x3.0m)(Sum+Inst)S/Especific","UN",0,"$ 0,00","$ 0,00","$ 0,00","$ 0,00","$ 0,00"]
[18108,"PuertaVentanaPV-23(15.56x2.1m)(Sum+Inst)S/Especif","UN",0,"$ 0,00","$ 0,00","$ 0,00","$ 0,00","$ 0,00"]
[18110,"PuertaVentanaPV-24(17.41x3.0m)(Sum+Inst)S/Especifi","UN",0,"$ 0,00","$ 0,00","$ 0,00","$ 0,00","$ 0,00"]
[18115,"PuertaVentanaPV-25(1.5x3.0m)(Sum+Inst)S/Especifica","UN",0,"$ 0,00","$ 0,00","$ 0,00","$ 0,00","$ 0,00"]
[18117,"PuertaVentanaPV-27(4.98x3.2m)(Sum+Inst)S/Especific","UN",0,"$ 0,00","$ 0,00","$ 0,00","$ 0,00","$ 0,00"]
[18690,"PuertaVitrinaPerf.Aluminio(S/Descripcion Tec)","M2",1247.9100000000001,"$ 25,16","$ 23,98","$ 1.198,78","$ 0,00","$ 0,00"]
[11628,"Puesta a Tierra Medidor **","UN",428138.17,"$ 371.451,78","$ 2.699,35","$ 53.987,04","$ 0,00","$ 0,00"]
[15352,"Puesta a Tierra Para UPS **","UN",428138.17,"$ 371.451,78","$ 2.699,35","$ 53.987,04","$ 0,00","$ 0,00"]
[18875,"PUESTA EN SERVICIO APANTALLAMIENTO","UN",26374360.84,"$ 25.941.807,00","$ 56.606,65","$ 283.033,25","$ 92.913,94","$ 0,00"]
[18882,"PUESTA EN SERVICIO APANTALLAMIENTO BAJANTE","UN",1139340.43,"$ 713.807,97","$ 18.827,46","$ 313.791,06","$ 92.913,94","$ 0,00"]
[18892,"PUESTA EN SERVICIO AVISO SIMBOLO RIESGO","UN",51083.26,"$ 43.604,40","$ 2,83","$ 2.830,33","$ 4.645,70","$ 0,00"]
[18910,"PUESTA EN SERVICIO BANCO DUCTOS SUBT.","UN",149650.84,"$ 104.139,09","$ 226,43","$ 45.285,32","$ 0,00","$ 0,00"]
[18888,"PUESTA EN SERVICIO CABLE DESNUDO 7","UN",86741.68,"$ 60.680,03","$ 2,83","$ 2.830,33","$ 23.228,49","$ 0,00"]
[18894,"PUESTA EN SERVICIO CUARTO DE COMUNICACIONES","UN",12973467.689999999,"$ 11.339.194,18","$ 144.346,96","$ 1.443.469,58","$ 46.456,97","$ 0,00"]
[18868,"PUESTA TIERRA SUBESTACIÓN ELECTRICA","UN",9167624.0299999993,"$ 7.564.484,18","$ 141.516,63","$ 1.415.166,25","$ 46.456,97","$ 0,00"]
[13176,"Puesto de trabajo incl. cajonera met. 1.35x1.35 **","UN",0,"$ 0,00","$ 0,00","$ 0,00","$ 0,00","$ 0,00"]
[13178,"Puesto de trabajo L 1.50mx1.35m incl. cajonera **","UN",0,"$ 0,00","$ 0,00","$ 0,00","$ 0,00","$ 0,00"]
[18602,"Puesto Recepcion en Granit Negro Formica Neon CDRC","UN",145321.95000000001,"$ 53.766,27","$ 6.151,06","$ 83.954,62","$ 1.450,00","$ 0,00"]
[13341,"PULIDA CON MAQUINA DE GUARDAESCOBA EN GRANITO","ML",15772.4,"$ 0,00","$ 3.153,11","$ 11.945,57","$ 673,72","$ 0,00"]
[13752,"PULIDA DE TABLILLAS AREA RUEDO","UN",17148.009999999998,"$ 0,00","$ 5.136,94","$ 11.595,37","$ 415,70","$ 0,00"]
[12223,"PULIDA PISO EN GRANITO CRISTALIZADO","M2",16863.47,"$ 0,00","$ 0,00","$ 0,00","$ 1.863,47","$ 15.000,00"]
[358,"PULIDA PLOMO PARA GRANITO","M2",16863.47,"$ 0,00","$ 0,00","$ 0,00","$ 1.863,47","$ 15.000,00"]
[14044,"PULIDA Y BRILLADO PISO EN TABLETA DE GRANITO","M2",16863.47,"$ 0,00","$ 0,00","$ 0,00","$ 1.863,47","$ 15.000,00"]
[13870,"Pulido de superf concreto reparado **","M2",55026.34,"$ 0,00","$ 11.745,30","$ 43.281,04","$ 0,00","$ 0,00"]
[18814,"PULSADOR MANUAL DE ALARMA REARMABLE","UN",58624.75,"$ 3.290,37","$ 27.467,88","$ 27.860,41","$ 6,09","$ 0,00"]
[17251,"PUNT. HIDR. ACERO K=5,6 (niple max=0,25 m) 1 1/2\"","UN",52908.46,"$ 17.591,13","$ 692,50","$ 34.624,83","$ 0,00","$ 0,00"]
[17248,"PUNT. HIDR. ACERO K=5,6 (niple max=0,25 m) 3/4\"","UN",45954.71,"$ 10.690,36","$ 691,46","$ 34.572,89","$ 0,00","$ 0,00"]
[15250,"Punta Captora 5/8\" X 2.40 ml  Aluminio","UN",710509.48,"$ 365.282,01","$ 42.776,55","$ 302.450,92","$ 0,00","$ 0,00"]
[11783,"Punta captora 5/8\" X 60 cm Punta blunt aluminio","UN",148071.15,"$ 111.593,41","$ 1.737,04","$ 34.740,70","$ 0,00","$ 0,00"]
[17068,"Punta Franklin una sola asta (incl.sopor y fijac.)","UN",568465,"$ 256.664,01","$ 9.350,07","$ 302.450,92","$ 0,00","$ 0,00"]
[17514,"PUNTAS CAPTADORAS DE ALUMINIO 0,60 M CON BASE","UN",96464.22,"$ 61.671,41","$ 52,11","$ 34.740,70","$ 0,00","$ 0,00"]
[19151,"Punto A.C. Duchas CEFE Cometas","UN",37067.03,"$ 15.253,38","$ 1.038,75","$ 20.774,90","$ 0,00","$ 0,00"]
[485,"PUNTO AGUA CALIENTE CPVC","UN",93635.83,"$ 43.066,27","$ 0,00","$ 50.569,56","$ 0,00","$ 0,00"]
[11877,"PUNTO AGUA CALIENTE CPVC-Fontanar**","UN",74746.98,"$ 31.465,94","$ 0,00","$ 43.281,04","$ 0,00","$ 0,00"]
[10523,"PUNTO AGUA CALIENTE PVC  1/2\"(DUCHA)","UN",75716.5,"$ 24.818,00","$ 2.423,74","$ 48.474,76","$ 0,00","$ 0,00"]
[14894,"PUNTO AGUA CALIENTE PVC  1/2\"(SQUASH)","UN",83404.89,"$ 41.595,41","$ 1.990,93","$ 39.818,55","$ 0,00","$ 0,00"]
[14513,"PUNTO AGUA FRIA (1/2\")PVCP-RDE-9+ACC(GIM-SUR)","UN",49429.47,"$ 12.741,02","$ 1.731,24","$ 34.624,83","$ 332,38","$ 0,00"]
[14512,"PUNTO AGUA FRIA (1-1/4\")PVCP-RDE-21+ACC(GIM-SUR)","UN",103514.1,"$ 56.027,28","$ 2.164,05","$ 43.281,04","$ 2.041,73","$ 0,00"]
[11955,"Punto Agua fria para Fluxometro Ø11/4\"(Suministro+Instalación)","UN",78411.520000000004,"$ 42.055,45","$ 1.731,24","$ 34.624,83","$ 0,00","$ 0,00"]
[486,"PUNTO AGUA FRIA PVC","UN",142830,"$ 97.815,48","$ 0,00","$ 45.014,52","$ 0,00","$ 0,00"]
[10936,"PUNTO AGUA FRIA PVC  1 1/2\"***","UN",106356.5,"$ 63.075,46","$ 0,00","$ 43.281,04","$ 0,00","$ 0,00"]
[13117,"PUNTO AGUA FRIA PVC 1/2\" LAVAMANOS","UN",40397.360000000001,"$ 16.159,98","$ 0,00","$ 24.237,38","$ 0,00","$ 0,00"]
[18620,"PUNTO AGUA FRIA PVC 1/2\" LAVAMANOS(Cefe-Cometas)Suministro e instalación.","UN",30045.16,"$ 8.231,51","$ 1.038,75","$ 20.774,90","$ 0,00","$ 0,00"]
[18950,"PUNTO AGUA FRIA PVC 1/2\"Poceta Aseo (Cefe Cometas)Suministro e instalación","UN",30327.95,"$ 8.514,30","$ 1.038,75","$ 20.774,90","$ 0,00","$ 0,00"]
[11876,"PUNTO AGUA FRIA PVC-Fontanar","UN",73986.11,"$ 30.705,07","$ 0,00","$ 43.281,04","$ 0,00","$ 0,00"]
[10029,"Punto captacion caja .40x.40 rejilla y accesorios","UN",446606.83,"$ 314.250,07","$ 2.544,89","$ 127.244,61","$ 2.567,24","$ 0,00"]
[18802,"PUNTO CERO GAS COBRE 1 1/4\"","UN",116514.3,"$ 74.133,51","$ 831,00","$ 41.549,79","$ 0,00","$ 0,00"]
[797,"PUNTO COCINA - LAVADERO","UN",69253.94,"$ 25.012,30","$ 0,00","$ 44.241,64","$ 0,00","$ 0,00"]
[18810,"PUNTO DE ACERO GAS COBRE 1\"","ML",93151.81,"$ 50.771,02","$ 831,00","$ 41.549,79","$ 0,00","$ 0,00"]
[17324,"PUNTO DE GAS EN ACERO GALVANIZADO 1 1/2\"","UN",103685.34,"$ 61.039,67","$ 836,19","$ 41.809,48","$ 0,00","$ 0,00"]
[17341,"PUNTO DE GAS EN ACERO GALVANIZADO 1\"","UN",77136.789999999994,"$ 34.650,05","$ 833,07","$ 41.653,67","$ 0,00","$ 0,00"]
[17327,"PUNTO DE GAS EN ACERO GALVANIZADO 2\"","UN",90803.76,"$ 47.999,16","$ 839,31","$ 41.965,29","$ 0,00","$ 0,00"]
[17325,"PUNTO DE GAS EN TUBERIA GALVANIZADA  1/2\" CEFE COMETAS(Suministro e instalación)","UN",61155.74,"$ 17.528,46","$ 2.077,49","$ 41.549,79","$ 0,00","$ 0,00"]
[10495,"PUNTO DE GAS EN TUBERIA GALVANIZADA Ø1\" CEFE COMETAS (Suministro e instalación)","UN",78172.960000000006,"$ 34.545,68","$ 2.077,49","$ 41.549,79","$ 0,00","$ 0,00"]
[13689,"PUNTO DE SOLDADURA 6013","UN",5354.4,"$ 229,34","$ 1.236,49","$ 1.881,75","$ 2.006,82","$ 0,00"]
[12750,"PUNTO DESAGUE FLUXOMETRO  4\"","UN",79563.839999999997,"$ 43.086,10","$ 1.737,04","$ 34.740,70","$ 0,00","$ 0,00"]
[800,"PUNTO DESAGUE LAVADORA","UN",83210.59,"$ 38.968,95","$ 0,00","$ 44.241,64","$ 0,00","$ 0,00"]
[715,"PUNTO DESAGUE LAVAMANOS","UN",79886.23,"$ 35.644,59","$ 0,00","$ 44.241,64","$ 0,00","$ 0,00"]
[12748,"PUNTO DESAGUE ORINAL","UN",68018.25,"$ 37.456,59","$ 1.455,32","$ 29.106,34","$ 0,00","$ 0,00"]
[16280,"PUNTO DESAGÜE ORINAL  FLUXOMETRO Ø3\"","UN",114133.12,"$ 79.508,29","$ 0,00","$ 34.624,83","$ 0,00","$ 0,00"]
[487,"PUNTO DESAGUE PVC (3\" y 4\")","UN",234658.66,"$ 190.417,02","$ 0,00","$ 44.241,64","$ 0,00","$ 0,00"]
[11929,"PUNTO DESAGUE PVC (3\" y 4\") Fontanar**","UN",97173.89,"$ 53.892,85","$ 0,00","$ 43.281,04","$ 0,00","$ 0,00"]
[12130,"PUNTO DESAGUE PVC DUCHAS**","UN",54280.639999999999,"$ 10.039,00","$ 0,00","$ 44.241,64","$ 0,00","$ 0,00"]
[14471,"PUNTO DESAGUE PVCS Ø 3\"ENTERR.(TUBO3.5 M)sin exca","UN",157036.79,"$ 104.743,60","$ 969,50","$ 48.474,76","$ 2.848,93","$ 0,00"]
[15008,"PUNTO DESAGUE PVCS Ø2\" .(TUBO 2,00M)","UN",68990.490000000005,"$ 35.013,78","$ 989,61","$ 32.987,09","$ 0,00","$ 0,00"]
[14466,"PUNTO DESAGUE PVCS Ø2\" ENTERR.(TUBO 3.5M)SIN EXCAV","UN",102243.25,"$ 53.719,20","$ 900,25","$ 45.012,28","$ 2.611,52","$ 0,00"]
[15009,"PUNTO DESAGUE PVCS Ø4\"  (TUBO 2,00M)sin excav","UN",114949.7,"$ 64.422,38","$ 934,87","$ 46.743,52","$ 2.848,93","$ 0,00"]
[14469,"PUNTO DESAGUE PVCS Ø4\" ENTERR (TUBO 3.5M)sin excav","UN",155613.71,"$ 99.313,98","$ 1.038,74","$ 51.937,24","$ 3.323,75","$ 0,00"]
[13543,"PUNTO ELECTRICO (2Nº12+1Nº14+1Nº14t)","UN",239048.84,"$ 139.284,27","$ 1.952,23","$ 97.611,66","$ 200,68","$ 0,00"]
[16353,"PUNTO HIDR. ACERO ROCIADOR K=5,6 (Paral Lmax=0.60m","UN",32640.28,"$ 5.373,23","$ 1.298,43","$ 25.968,62","$ 0,00","$ 0,00"]
[19261,"PUNTO HIDRAUL PVC Ø1 1/2\" ORINAL FLUXOM CEFE COMET","UN",79415.91,"$ 48.338,84","$ 609,35","$ 30.467,72","$ 0,00","$ 0,00"]
[16375,"PUNTO HIDRAUL. POLIPROPILENO ORINAL-FLUXOM- 1/2\"","UN",53169.33,"$ 16.086,14","$ 727,12","$ 36.356,07","$ 0,00","$ 0,00"]
[16374,"PUNTO HIDRAUL. POLIPROPILENO SANIT-FLUXOM-1 1/4\"","UN",105381.33,"$ 68.298,14","$ 727,12","$ 36.356,07","$ 0,00","$ 0,00"]
[16377,"PUNTO HIDRAUL. PVCP -ORINAL-FLUXOM-  1/2\"","UN",52344.1,"$ 15.260,91","$ 727,12","$ 36.356,07","$ 0,00","$ 0,00"]
[16376,"PUNTO HIDRAUL. PVCP -SANITARIO-FLUXOM- 1 1/4\"","UN",82483.399999999994,"$ 47.166,07","$ 692,50","$ 34.624,83","$ 0,00","$ 0,00"]
[18951,"PUNTO HIDRÁUL.AGUA CALIENTE DUCHAS(Cefe Cometas)Sumnistro+Instalación","UN",43303.040000000001,"$ 21.489,39","$ 1.038,75","$ 20.774,90","$ 0,00","$ 0,00"]
[18948,"PUNTO HIDRAUL-AGUA FRIA Ø1\"OrinalFluxome(Cometas)","UN",49268.77,"$ 17.836,35","$ 616,32","$ 30.816,10","$ 0,00","$ 0,00"]
[13451,"PUNTO HIDRAULICO AGUA CALIENTE COBRE 1\" TECHO **","UN",57018.34,"$ 13.737,30","$ 0,00","$ 43.281,04","$ 0,00","$ 0,00"]
[17835,"PUNTO HIDRÁULICO AGUA CALIENTE PARA CALDERÍN COBRE","UN",379767.25,"$ 321.528,98","$ 1.141,93","$ 57.096,34","$ 0,00","$ 0,00"]
[17833,"PUNTO HIDRÁULICO AGUA CALIENTE PARA DUCHAS CPVC","UN",37993.72,"$ 16.803,32","$ 415,50","$ 20.774,90","$ 0,00","$ 0,00"]
[17834,"PUNTO HIDRÁULICO AGUA CALIENTE PARA PARAL","UN",78668.62,"$ 22.266,85","$ 1.105,92","$ 55.295,85","$ 0,00","$ 0,00"]
[19256,"PUNTO HIDRAULICO AGUA FRIA LLAVE CDRC Cometas","UN",48056.959999999999,"$ 17.154,30","$ 1.471,56","$ 29.431,10","$ 0,00","$ 0,00"]
[13118,"PUNTO HIDRAULICO AGUA FRIA LLAVE MANGUERA**","UN",55655.01,"$ 14.608,88","$ 1.954,58","$ 39.091,55","$ 0,00","$ 0,00"]
[18934,"PUNTO HIDRÁULICO DUCHAS FRIAPVC-P1/2\"(Cometas)","UN",29350.45,"$ 7.536,80","$ 1.038,75","$ 20.774,90","$ 0,00","$ 0,00"]
[17689,"PUNTO HIDRÁULICO DUCHAS/TANQUE FRIA PVC-P","UN",59018.09,"$ 2.457,40","$ 1.109,03","$ 55.451,66","$ 0,00","$ 0,00"]
[17831,"PUNTO HIDRÁULICO FUTURO FRIA PVC-P","UN",104876.22,"$ 48.368,51","$ 1.107,99","$ 55.399,72","$ 0,00","$ 0,00"]
[12129,"PUNTO HIDRAULICO Galv. Ducha.","UN",121518.29,"$ 43.612,43","$ 0,00","$ 77.905,86","$ 0,00","$ 0,00"]
[12132,"PUNTO HIDRAULICO Galv. Sanitario.","UN",95321.82,"$ 43.384,58","$ 0,00","$ 51.937,24","$ 0,00","$ 0,00"]
[17685,"PUNTO HIDRÁULICO LAVAMANOS FRIA PVC-P","UN",63634.28,"$ 7.250,17","$ 1.105,57","$ 55.278,54","$ 0,00","$ 0,00"]
[17687,"PUNTO HIDRÁULICO ORINALES FRIA PVC-P","UN",73060.72,"$ 16.658,95","$ 1.105,92","$ 55.295,85","$ 0,00","$ 0,00"]
[17897,"PUNTO HIDRÁULICO PARA DUCHAS FRIA PVC-P 1/2\"","UN",59847.58,"$ 4.603,67","$ 0,00","$ 55.243,91","$ 0,00","$ 0,00"]
[17822,"PUNTO HIDRÁULICO PARA LAVAPLATOS FRIA PVC-P","UN",58953.1,"$ 2.568,99","$ 1.105,57","$ 55.278,54","$ 0,00","$ 0,00"]
[17827,"PUNTO HIDRÁULICO PARA LLAVES MANGUERA FRIA PVC-P","UN",65120.27,"$ 8.736,16","$ 1.105,57","$ 55.278,54","$ 0,00","$ 0,00"]
[17829,"PUNTO HIDRÁULICO PARA POCETA DE ASEO FRIA PVC-P","UN",65120.27,"$ 8.736,16","$ 1.105,57","$ 55.278,54","$ 0,00","$ 0,00"]
[17817,"PUNTO HIDRÁULICO PARA SANITARIOS DE TANQUE FRIA PV","UN",63642.44,"$ 7.258,33","$ 1.105,57","$ 55.278,54","$ 0,00","$ 0,00"]
[13690,"PUNTO HIDRAULICO PVC AGUA FRIA Ø 1 1/2\" **","UN",96013.27,"$ 64.022,16","$ 1.523,39","$ 30.467,72","$ 0,00","$ 0,00"]
[13382,"PUNTO HIDRAULICO PVC AGUA FRIA Ø 1\" **","UN",49198.17,"$ 23.819,46","$ 739,19","$ 24.639,52","$ 0,00","$ 0,00"]
[13694,"PUNTO HIDRAULICO PVC AGUA FRIA Ø 1/2\" **","UN",29916.58,"$ 8.304,45","$ 629,48","$ 20.982,65","$ 0,00","$ 0,00"]
[16776,"PUNTO HIDRAULICO PVC AGUA FRIA Ø 1/2\"LAVAPLATOS","UN",31749.29,"$ 10.346,99","$ 419,65","$ 20.982,65","$ 0,00","$ 0,00"]
[13684,"PUNTO HIDRAULICO PVC AGUA FRIA Ø 2\" **","UN",138767.42000000001,"$ 102.411,35","$ 1.731,24","$ 34.624,83","$ 0,00","$ 0,00"]
[13386,"PUNTO HIDRAULICO PVC AGUA FRIA Ø 3/4\" **","UN",38427.300000000003,"$ 14.086,91","$ 708,94","$ 23.631,45","$ 0,00","$ 0,00"]
[16778,"PUNTO HIDRAULICO PVC AGUA FRIA Ø 3/4\"ORINAL","UN",43913.31,"$ 19.809,23","$ 472,63","$ 23.631,45","$ 0,00","$ 0,00"]
[16777,"PUNTO HIDRAULICO PVCAGUA FRIA Ø1 1/2\" FLUXOMETRO","UN",107369.23,"$ 76.292,16","$ 609,35","$ 30.467,72","$ 0,00","$ 0,00"]
[12737,"PUNTO HIDRAULICO PVCP.RDE 11-3/4\"Orinal.","UN",50450.94,"$ 13.653,84","$ 0,00","$ 35.836,70","$ 960,40","$ 0,00"]
[12738,"PUNTO HIDRAULICO PVCP.RDE 21-11/4\"","UN",82811.320000000007,"$ 49.465,88","$ 971,23","$ 32.374,21","$ 0,00","$ 0,00"]
[13238,"PUNTO HIDRAULICO PVCP.RDE 21-11/4\"Sanitario de Pus","UN",99021.68,"$ 61.756,71","$ 1.774,52","$ 35.490,45","$ 0,00","$ 0,00"]
[17686,"PUNTO HIDRÁULICO SANITARIOS FLUX FRIA PVC-P","UN",118653.74,"$ 62.093,05","$ 1.109,03","$ 55.451,66","$ 0,00","$ 0,00"]
[798,"PUNTO LAVAPLATOS A.C.","UN",108897.03,"$ 64.655,39","$ 0,00","$ 44.241,64","$ 0,00","$ 0,00"]
[10714,"Punto para llave manguera  incluye 2.5 m tubo **","UN",167392.71,"$ 80.319,93","$ 4.146,32","$ 82.926,46","$ 0,00","$ 0,00"]
[10856,"Punto reparacion AGUA FRIA PVC","UN",81452.06,"$ 5.519,81","$ 1.488,87","$ 74.443,38","$ 0,00","$ 0,00"]
[12749,"PUNTO SANITARIO DESAGUE DUCHA Ø2\"","UN",65740.259999999995,"$ 31.511,20","$ 1.629,96","$ 32.599,10","$ 0,00","$ 0,00"]
[13109,"PUNTO SANITARIO DESAGUE LAVAMANOS Ø2\"","UN",49155.3,"$ 30.977,27","$ 865,62","$ 17.312,41","$ 0,00","$ 0,00"]
[13411,"PUNTO SANITARIO Ø3\"**","UN",93983.34,"$ 51.136,51","$ 800,78","$ 40.039,23","$ 2.006,82","$ 0,00"]
[12301,"PUNTO SANITARIO PVC ( 2\") **","UN",76872.820000000007,"$ 24.129,52","$ 519,37","$ 51.937,24","$ 286,69","$ 0,00"]
[12300,"PUNTO SANITARIO PVC ( 4\") **","UN",97569.78,"$ 52.703,62","$ 1.298,43","$ 43.281,04","$ 286,69","$ 0,00"]
[14399,"PUNTO SANITARIO PVC ( 4\") Basico**","UN",148857.69,"$ 62.295,62","$ 0,00","$ 86.562,07","$ 0,00","$ 0,00"]
[14340,"Punto Soldadura 308L 3/32\"(Sum+inst) hasta 50 pts","UN",12531.7,"$ 0,00","$ 3.833,03","$ 5.831,79","$ 2.866,88","$ 0,00"]
[13059,"Punto Soldadura6013(Sum + instal.)Hasta 50 puntos","UN",12675.21,"$ 143,51","$ 3.833,03","$ 5.831,79","$ 2.866,88","$ 0,00"]
[15011,"PUNTO VENTILADO PVC  Ø  2\" (TUBO 3,50M)","UN",62052.1,"$ 43.399,25","$ 865,62","$ 17.312,41","$ 474,82","$ 0,00"]
[15010,"PUNTO VENTILADO PVC  Ø 1 1/2.(TUBO 3,50M)","UN",43647,"$ 26.811,95","$ 779,06","$ 15.581,17","$ 474,82","$ 0,00"]
[16188,"PuntoHidráulicoPolipropilenoDucha(1/2\")Sum+Ins","UN",62481.24,"$ 17.036,15","$ 2.164,05","$ 43.281,04","$ 0,00","$ 0,00"]
[16187,"PuntoHidráulicoPolipropilenoLavamanos(1/2\")Sum+Ins","UN",53392.22,"$ 17.036,15","$ 1.731,24","$ 34.624,83","$ 0,00","$ 0,00"]
[14570,"PV-1 Aluminio+ vidrio lam 4+4mm 2,29 X 2,92  Col Gim Sur sum+inst ","UN",0,"$ 0,00","$ 0,00","$ 0,00","$ 0,00","$ 0,00"]
[14572,"PV-2 Aluminio+ vidrio lam 4+4mm Col Gim Sur sum+in","UN",0,"$ 0,00","$ 0,00","$ 0,00","$ 0,00","$ 0,00"]
[14573,"PV-3 Aluminio+ vidrio lam 4+4mm Col Gim Sur sum+in","UN",0,"$ 0,00","$ 0,00","$ 0,00","$ 0,00","$ 0,00"]
[14574,"PV-4 Aluminio+ vidrio lam 4+4mm Col Gim Sur sum+in","UN",0,"$ 0,00","$ 0,00","$ 0,00","$ 0,00","$ 0,00"]
[12260,"Rack (organizador) de comunicaciones (SUMI INST)","UN",46465.68,"$ 0,00","$ 3.039,81","$ 43.425,87","$ 0,00","$ 0,00"]
[17102,"Rack cerrado de muro en lamina (SUMI INST)","UN",727152.48,"$ 557.183,61","$ 4.950,55","$ 165.018,32","$ 0,00","$ 0,00"]
[12228,"RACK DE COMUNICACIONES","UN",380419.11,"$ 175.970,10","$ 13.375,17","$ 191.073,84","$ 0,00","$ 0,00"]
[17670,"RACK DE DISTRIBUCIÓN, INCLUYE ORGANIZADORES VERTIC","UN",175701.08,"$ 1.737,03","$ 260,56","$ 173.703,49","$ 0,00","$ 0,00"]
[17665,"RACK PRINCIPAL DE DISTRIBUCIÓN","UN",527103.24,"$ 5.211,10","$ 781,67","$ 521.110,47","$ 0,00","$ 0,00"]
[12060,"Rampa  en adoquín e=0.06  4.2-1 blando geotextil","M2",180932.3,"$ 69.598,26","$ 41.410,94","$ 50.523,42","$ 19.399,67","$ 0,00"]
[10152,"Rampa  en concreto e=0.07  4.2-1blando+geotextil","M2",135559.31,"$ 62.129,45","$ 6.344,60","$ 28.395,71","$ 38.689,55","$ 0,00"]
[10826,"Rampa  en concreto e=0.07  5.3-1 blando geoLafay**","M2",114546.12,"$ 51.953,92","$ 6.430,64","$ 24.917,30","$ 31.244,26","$ 0,00"]
[10827,"Rampa  en concreto e=0.07  5.3-2 Medio geoLafay**","M2",111357.11,"$ 50.261,30","$ 30.293,19","$ 23.670,49","$ 7.132,12","$ 0,00"]
[10828,"Rampa  en concreto e=0.07  5.3-3 Duro geoLafay**","M2",105206.74,"$ 44.561,44","$ 24.241,00","$ 23.851,77","$ 12.552,52","$ 0,00"]
[11720,"Rampa  en concreto e=0.07 4.2-1geoPAVCO(Fontanar)","M2",165503.26,"$ 62.838,56","$ 47.701,90","$ 27.860,84","$ 27.101,97","$ 0,00"]
[13005,"Rampa  en concreto e=0.10 Subb:20cm+Base:20cm","M2",157814.98000000001,"$ 63.901,90","$ 42.674,48","$ 26.814,93","$ 24.423,68","$ 0,00"]
[13128,"Rampa Discapac. adoquín.+Pieza A-105+SardA-10+A-80","M2",220275.99,"$ 132.918,76","$ 10.840,39","$ 59.233,84","$ 17.283,00","$ 0,00"]
[13925,"Rampa Discapac. Tableta A-50.+Pieza A-105+SardA-10","M2",227166.05,"$ 138.456,98","$ 9.843,61","$ 61.582,46","$ 17.283,00","$ 0,00"]
[10188,"Rampa discapacit concreto pisc niños p=10% **","UN",999773.74,"$ 662.706,21","$ 67.742,19","$ 261.015,96","$ 8.309,39","$ 0,00"]
[10189,"Rampa discapacit concreto pisc niños p=15% **","UN",717575.97,"$ 561.083,67","$ 42.320,17","$ 114.172,13","$ 0,00","$ 0,00"]
[12062,"Rampa en adoquín e=0.06  5.3-1 bland geoLAFAYETT","M2",163318.49,"$ 59.282,05","$ 37.629,61","$ 49.717,36","$ 16.689,47","$ 0,00"]
[12061,"Rampa en adoquín e=0.06 4.2-2 medio geoPAVCO","M2",161649.17000000001,"$ 58.109,91","$ 37.132,43","$ 49.717,36","$ 16.689,47","$ 0,00"]
[12067,"Rampa en adoquín e=0.06 5.3-2 medio geoLAFAYETT","M2",155737.74,"$ 58.268,87","$ 33.226,76","$ 50.262,84","$ 13.979,27","$ 0,00"]
[10312,"Rampa en concreto e=0.07 4.2-2 medio geotextil T-1","M2",110426.79,"$ 50.105,95","$ 25.777,33","$ 24.701,18","$ 9.842,32","$ 0,00"]
[11695,"Rampa en concreto e=0.07 T2400 Tingua **","M2",196243.31,"$ 80.353,86","$ 45.999,34","$ 39.750,62","$ 30.139,49","$ 0,00"]
[13282,"Rampa Estandar B-5 (4.2-1 blando geo)Area=6m2","UN",1276162.3500000001,"$ 745.837,42","$ 73.324,46","$ 335.353,99","$ 121.646,49","$ 0,00"]
[16549,"RAMPA PISO EASY DECK AQUA","ML",10943.85,"$ 1,32","$ 2,40","$ 10.940,14","$ 0,00","$ 0,00"]
[14419,"RampaEscalonada  piedra Laja sobre puesto en tierr","M2",106762.17,"$ 61.101,73","$ 3.022,42","$ 42.638,01","$ 0,00","$ 0,00"]
[18441,"RCMS PDT 10 G2 - SENSOR DE OCUPACIÓN","UN",78092.77,"$ 12.752,00","$ 13.836,91","$ 48.636,98","$ 2.866,88","$ 0,00"]
[18440,"RCMS PDT 9 G2 - SENSOR DE OCUPACIÓN","UN",78092.77,"$ 12.752,00","$ 13.836,91","$ 48.636,98","$ 2.866,88","$ 0,00"]
[12923,"Reactancia 1000W sum. e inst. **","UN",22120.75,"$ 0,00","$ 985,11","$ 19.702,20","$ 1.433,44","$ 0,00"]
[13072,"Realce caja inspecc 100*100 mampost **","UN",610895.84,"$ 346.858,35","$ 7.644,65","$ 226.308,11","$ 30.084,72","$ 0,00"]
[10496,"Realce caja inspecc 100*70 mampost **","UN",452137.74,"$ 237.870,39","$ 12.674,89","$ 199.218,31","$ 2.374,11","$ 0,00"]
[10340,"Realce caja inspecc 60*60 mampost **","UN",207514.72,"$ 101.348,82","$ 3.590,66","$ 99.561,30","$ 3.013,93","$ 0,00"]
[13489,"Realce caja inspecc 60*60 mampost(5Hiladas) **","UN",107780.09,"$ 52.556,29","$ 1.588,75","$ 53.635,07","$ 0,00","$ 0,00"]
[12816,"Realce caja inspecc 70*70 H=0.45m Reforzada **","UN",396805.81,"$ 255.788,27","$ 6.616,53","$ 132.330,55","$ 2.070,46","$ 0,00"]
[13507,"Realce caja inspecc electrica 30*30*50  incly tapa","UN",224380.65,"$ 121.274,23","$ 3.355,01","$ 97.377,30","$ 2.374,11","$ 0,00"]
[12819,"Realce caja inspecc1.60*1.60 H=0.35m Reforzada+tap","UN",972448.63,"$ 625.838,59","$ 15.848,99","$ 316.979,80","$ 13.781,24","$ 0,00"]
[10197,"Realce caja valvulas mampost(30x40cm)h=0.30m **","UN",57976.88,"$ 30.895,80","$ 1.556,08","$ 23.870,73","$ 1.654,28","$ 0,00"]
[10278,"Realce Camara insp Mamp CS275 Codensa **","UN",359836.61,"$ 110.088,87","$ 22.167,22","$ 195.230,82","$ 32.349,70","$ 0,00"]
[10263,"Realce Camara insp Mamp CS276 Codensa **","UN",804784.79,"$ 427.162,21","$ 31.273,90","$ 295.717,47","$ 50.631,21","$ 0,00"]
[11510,"Realce Camara insp Mamp CS277 Triple Codensa **","UN",1069643.8,"$ 329.566,39","$ 66.798,58","$ 576.229,72","$ 97.049,11","$ 0,00"]
[10807,"Realce camara telefon (Concreto+ Ref.) 2,00 x 2,00","UN",1236948.58,"$ 675.508,29","$ 5.300,25","$ 530.024,83","$ 26.115,21","$ 0,00"]
[12200,"Realce Cuneta (Conc+form+resina+Sikadur) **","ML",179976.73,"$ 56.228,55","$ 86.749,24","$ 34.624,83","$ 2.374,11","$ 0,00"]
[10306,"Realce hidrante **","UN",176720.77,"$ 44.517,41","$ 8.162,21","$ 92.933,87","$ 8.446,20","$ 22.661,10"]
[10194,"Realce pozo de inspeccion Conceto d= 1.20**","UN",1295946.0900000001,"$ 768.998,14","$ 85.091,53","$ 418.115,32","$ 23.741,10","$ 0,00"]
[10288,"Realce pozo inspecc Mampost d=1.20 h=0.75+tapa esp","UN",1598008.72,"$ 1.177.496,37","$ 18.789,18","$ 370.988,42","$ 30.734,75","$ 0,00"]
[13006,"Realce pozo inspeccion Mamposteria d=1.0M h=0.75","UN",436456.82,"$ 207.321,84","$ 12.144,51","$ 206.781,81","$ 10.208,67","$ 0,00"]
[10195,"Realce pozo inspeccion Mamposteria d=1.20 h=0.75","UN",1198146.97,"$ 774.911,02","$ 34.757,26","$ 364.737,61","$ 23.741,10","$ 0,00"]
[14063,"Realce PozoPrefab.D=1.20mh=0.75m+Placa+TapaSinExca","UN",1623950.44,"$ 1.538.227,01","$ 4.082,07","$ 81.641,36","$ 0,00","$ 0,00"]
[10533,"Realce Semaforo **","UN",329073.88,"$ 140.995,93","$ 19.804,56","$ 160.156,25","$ 8.117,15","$ 0,00"]
[10360,"Realce sumidero (inc.rejilla  tapa) **","UN",372948.41,"$ 118.116,87","$ 22.540,72","$ 197.567,01","$ 34.723,81","$ 0,00"]
[10716,"Realce sumidero (sin tapa) **","UN",356736.61,"$ 109.994,07","$ 22.268,58","$ 192.124,26","$ 32.349,70","$ 0,00"]
[10717,"Realce sumidero en concreto (sin tapa) **","UN",384650.68,"$ 116.289,03","$ 30.222,56","$ 200.803,76","$ 37.335,33","$ 0,00"]
[17902,"REBANCOS LOSA CASETON PERD CONCR F'C 28 MPA h=vari","M2",140623.04000000001,"$ 87.935,87","$ 5.034,33","$ 47.652,84","$ 0,00","$ 0,00"]
[17851,"REBANCOS LOSA CONC V COLOR GRIS CLARO F'C 28 MPA","M2",2140.5500000000002,"$ 0,00","$ 2.140,55","$ 0,00","$ 0,00","$ 0,00"]
[17852,"REBANCOS LOSA CONC. V CLARO F'C 28 MPA","M2",138922.67000000001,"$ 87.483,03","$ 4.488,13","$ 46.951,52","$ 0,00","$ 0,00"]
[15846,"REBOBINAR  Mot.2.4 a 5.0 HP(Mant. equipos)","UN",235548.88,"$ 147.490,00","$ 4.193,28","$ 83.865,60","$ 0,00","$ 0,00"]
[15886,"REBOBINAR  Mot.7.5 HP(Mant. equipos)","UN",267850.64,"$ 154.450,00","$ 4.717,44","$ 94.348,80","$ 14.334,40","$ 0,00"]
[10888,"Rebordeo cesped primetro bordillo***","ML",1757.41,"$ 0,00","$ 351,48","$ 1.405,93","$ 0,00","$ 0,00"]
[14966,"Recalce  Vigas Aereas Concreto.4000 psi","M3",1287539.23,"$ 866.300,53","$ 131.235,98","$ 290.002,72","$ 0,00","$ 0,00"]
[15167,"Recalce  zapata cara lateral  3500psi GF. (1/2\").","M3",864590.13,"$ 642.149,24","$ 6.950,40","$ 215.490,49","$ 0,00","$ 0,00"]
[10040,"Recalce alas de canal en concreto a= .10 h=.10 **","ML",93526.97,"$ 70.583,17","$ 5.169,80","$ 17.774,00","$ 0,00","$ 0,00"]
[12800,"Recalce de Bordillo Conc. 3000psi+Acero 3/8\"**","ML",65910.960000000006,"$ 25.532,89","$ 1.695,75","$ 38.415,95","$ 266,38","$ 0,00"]
[13257,"Recalce de Bordillo Conc. 3000psi+Acero 3/8\"**","ML",63726.13,"$ 23.636,81","$ 1.695,75","$ 38.260,38","$ 133,19","$ 0,00"]
[14946,"RECALCE DE COLUMNAS 4000 psi COLISEO TUNAL","M3",1220414.1100000001,"$ 878.874,02","$ 53.061,33","$ 288.478,76","$ 0,00","$ 0,00"]
[16639,"Recalce de Sardinel A-10","ML",111269.18,"$ 53.735,73","$ 4.732,48","$ 44.351,75","$ 8.449,22","$ 0,00"]
[13476,"Recalce en gradería sillas Campín A=0.1545m2 **","ML",51203,"$ 22.200,41","$ 1.788,80","$ 27.213,79","$ 0,00","$ 0,00"]
[11005,"Recalce o encamisado column 4000psi GF f+aire","M3",1050599.79,"$ 690.863,75","$ 69.733,32","$ 290.002,72","$ 0,00","$ 0,00"]
[11007,"Recalce o encamisado de columnas 3000 psi **","M3",615374.81999999995,"$ 184.233,67","$ 142.662,39","$ 288.478,76","$ 0,00","$ 0,00"]
[11006,"Recalce o encamisado de columnas 3500 psi  **","M3",615374.81999999995,"$ 184.233,67","$ 142.662,39","$ 288.478,76","$ 0,00","$ 0,00"]
[13295,"RECALCE SARDINEL 12x14 C:3.000psi en sitio+Sikadur","ML",36488.32,"$ 14.296,20","$ 4.192,67","$ 17.542,43","$ 457,02","$ 0,00"]
[13045,"Recarga extintores 20 lb **","UN",0,"$ 0,00","$ 0,00","$ 0,00","$ 0,00","$ 0,00"]
[10969,"Recebo cemento compactado AfirmadGranul  3% en vol","M3",113495.24,"$ 53.552,50","$ 3.853,56","$ 9.407,17","$ 46.682,01","$ 0,00"]
[784,"Recebo de Afirmado","M3",87853.56,"$ 12.529,40","$ 1.666,00","$ 20.454,00","$ 53.204,16","$ 0,00"]
[12115,"Reconstrucc.Zona de Juegos Infant.Estab.Escocia **","M2",320910.64,"$ 126.663,55","$ 25.440,64","$ 72.227,71","$ 96.578,69","$ 0,00"]
[10691,"Reconstrucción Acometida Acueducto **","UN",177215.69,"$ 48.509,94","$ 39.210,58","$ 39.013,25","$ 37.637,77","$ 12.844,11"]
[10999,"Reconstrucción anden cuneta mortero sika 101**","ML",31285.15,"$ 9.416,83","$ 217,35","$ 21.650,96","$ 0,00","$ 0,00"]
["10660-1","RECONSTRUCCION DOMICILIARIA ALCANTARILLADO - MDC1","UN",192597.08,"$ 42.940,07","$ 45.885,00","$ 47.628,73","$ 46.238,41","$ 9.904,83"]
[10692,"Reconstrucción Domiciliaria Alcantarillado **","UN",139793.69,"$ 13.859,94","$ 39.210,58","$ 39.013,25","$ 37.637,77","$ 10.072,11"]
[12127,"RECONSTRUCCIÓN PUNTO HIDRAULICO\"**","UN",44320.07,"$ 7.964,00","$ 1.731,24","$ 34.624,83","$ 0,00","$ 0,00"]
[12126,"RECONSTRUCCIÓN PUNTO SANITARIO  4\"**","UN",172356.65,"$ 122.766,97","$ 2.361,41","$ 47.228,27","$ 0,00","$ 0,00"]
[15900,"RECTIFICADA EJE MOTOR 12HP  (Mant. equipos)","UN",81681.919999999998,"$ 52.500,00","$ 1.048,32","$ 20.966,40","$ 7.167,20","$ 0,00"]
[15898,"RECTIFICADA EJE MOTOR 2.4 A 5.0HP  (Mant. equipos)","UN",40007.360000000001,"$ 29.000,00","$ 524,16","$ 10.483,20","$ 0,00","$ 0,00"]
[15901,"RECTIFICADA EJE MOTOR 20HP  (Mant. equipos)","UN",105939.28,"$ 65.750,00","$ 1.572,48","$ 31.449,60","$ 7.167,20","$ 0,00"]
[15899,"RECTIFICADA EJE MOTOR 7.5HP  (Mant. equipos)","UN",59774.559999999998,"$ 41.600,00","$ 524,16","$ 10.483,20","$ 7.167,20","$ 0,00"]
[15006,"Recub. meson en granito fundido Col Tunal","M2",124029.18,"$ 81.661,96","$ 5.061,86","$ 34.624,83","$ 2.680,53","$ 0,00"]
[15125,"Recub. Protector epoxico SIKAGUARD 50 (2manos)","M2",30980.560000000001,"$ 25.964,28","$ 241,16","$ 4.775,13","$ 0,00","$ 0,00"]
[10818,"Recubri impermeable para pañetes (zonaHumeda)**","M2",16965.55,"$ 7.786,00","$ 437,12","$ 8.742,43","$ 0,00","$ 0,00"]
[11019,"Recubrim  poliuretano e=1.0 mm **","M2",13176.76,"$ 13,17","$ 1.195,20","$ 11.968,40","$ 0,00","$ 0,00"]
[11074,"Recubrim  Sikafloor-156+Sikadur-501+Sikalastic-612","M2",67234.17,"$ 54.146,29","$ 2.244,91","$ 10.842,97","$ 0,00","$ 0,00"]
[11572,"Recubrim protec concret sikaColorC muros**","M2",31236.65,"$ 16.812,79","$ 1.262,06","$ 13.161,80","$ 0,00","$ 0,00"]
[10995,"Recubrim protec concret sikaColorC techo**","M2",36987.129999999997,"$ 17.317,31","$ 2.061,29","$ 14.381,38","$ 0,00","$ 3.227,15"]
[15773,"Recubrimiento Acabado antideslizante sikafloor-261","M2",12051.2,"$ 6.378,32","$ 272,42","$ 5.400,47","$ 0,00","$ 0,00"]
[17198,"RECUBRIMIENTO ACRILICO TEXTURIZADO SOBRE ESTUCO TI","M2",7536.03,"$ 417,55","$ 1.787,51","$ 5.330,98","$ 0,00","$ 0,00"]
[12746,"Recubrimiento con polímero acrilico Sup. sin Traf","M2",8708.4500000000007,"$ 2.365,17","$ 248,88","$ 6.094,40","$ 0,00","$ 0,00"]
[18617,"Recubrimiento Cuarto Frio (Poliu+Fibrocem+Ceram)","M2",64937.4,"$ 14.671,44","$ 2.402,75","$ 47.863,21","$ 0,00","$ 0,00"]
[17635,"RECUBRIMIENTO DE DUCTO DE ESCAPE EN LÁMINA DE ALUM","ML",35140.22,"$ 347,41","$ 52,11","$ 34.740,70","$ 0,00","$ 0,00"]
[19886,"RECUBRIMIENTO EN CAPA LATEX IMPERMEABILIZANTE","M2",14075.26,"$ 2.668,62","$ 272,42","$ 5.400,47","$ 5.733,76","$ 0,00"]
[15043,"Recubrimiento en granito fundido + pulida","M2",128297.41,"$ 79.378,84","$ 5.190,31","$ 41.047,73","$ 2.680,53","$ 0,00"]
[14416,"RECUBRIMIENTO IMPERMEABLE CON SIKA 101(2 CAPAS)","M2",24904.81,"$ 15.883,44","$ 176,89","$ 8.844,48","$ 0,00","$ 0,00"]
[12182,"Recubrimiento Impermeable Polyurea**","M2",311713.18,"$ 187.698,96","$ 84.791,95","$ 32.055,07","$ 7.167,20","$ 0,00"]
[11075,"Recubrimiento protector sikaguard62 (2manos)**","M2",109555.09,"$ 94.284,32","$ 276,95","$ 5.059,45","$ 0,00","$ 9.934,38"]
[13573,"Recubrimiento reforzado sikaguard62 (2manos)**","M2",153456.99,"$ 133.561,67","$ 307,25","$ 5.665,38","$ 0,00","$ 13.922,70"]
[10998,"Recubrimiento Sikalastic-612(cubiertas y terrazas)","M2",50224.29,"$ 33.003,54","$ 2.395,40","$ 10.309,64","$ 0,00","$ 4.515,71"]
[12541,"Recubrimiento sintetico Acrilico campos deportivos","M2",64583,"$ 0,00","$ 0,00","$ 0,00","$ 0,00","$ 64.583,00"]
[11437,"Recubrimiento sintetico Resyrock**","M2",9902.7099999999991,"$ 0,00","$ 900,25","$ 9.002,46","$ 0,00","$ 0,00"]
[19023,"RecubrimientoInternoPiscinaCRDC-CometasSUM+INST","M2",259805.28,"$ 224.224,00","$ 1.694,35","$ 33.886,93","$ 0,00","$ 0,00"]
[13080,"RECUBRIMIENTOSINTETICO (SUM.+ALIST+ APLI)NO USAR","M2",35422.660000000003,"$ 5.823,64","$ 1.698,11","$ 8.526,01","$ 0,00","$ 19.374,90"]
[12090,"RecubrimientoSintéticoCanchaTenis **","M2",44264.94,"$ 44.264,94","$ 0,00","$ 0,00","$ 0,00","$ 0,00"]
[15113,"Recuperación de endientados en ladrillo tolete","ML",9294.41,"$ 414,73","$ 3.003,13","$ 5.535,91","$ 340,64","$ 0,00"]
[13041,"RECUPERACION DE JUNTAS EN PISCINAS DEL COMPLEJO AC","??",0,"$ 0,00","$ 0,00","$ 0,00","$ 0,00","$ 0,00"]
[10962,"Recuperacion Gradas concreto angulo borde CALA**","ML",302783.98,"$ 197.718,31","$ 17.878,67","$ 69.247,07","$ 3.546,92","$ 14.393,01"]
[11488,"Recuperacion ladrillo producto demolicion **","UN",632.64,"$ 0,00","$ 11,71","$ 525,97","$ 94,96","$ 0,00"]
[32,"RED AGUA PROVISIONAL (50 M.)","UN",955176.64,"$ 248.830,15","$ 13.849,93","$ 692.496,56","$ 0,00","$ 0,00"]
[17398,"RED ALUMBRADO EXTERIOR EN DUCTO PVC DE 3/4","ML",20276.29,"$ 11.156,86","$ 434,26","$ 8.685,17","$ 0,00","$ 0,00"]
[489,"RED COBRE 1/2\"","ML",8017.03,"$ 2.173,03","$ 0,00","$ 5.844,00","$ 0,00","$ 0,00"]
[490,"RED COBRE 3/8\"","ML",8017.03,"$ 2.173,03","$ 0,00","$ 5.844,00","$ 0,00","$ 0,00"]
[14261,"RED DE MICROFUTBOL - SUMINISTRO ","JGO",174712,"$ 174.712,00","$ 0,00","$ 0,00","$ 0,00","$ 0,00"]
[17423,"RED DE REFRI TUB COBRE TIPO L 3/8 Y 3/4 SUM E INST","ML",39977.96,"$ 11.001,33","$ 4.003,96","$ 17.834,14","$ 7.138,53","$ 0,00"]
[17418,"RED DE REFRI TUB COBRE TIPO L 3/8 Y 5/8 SUM E INS","ML",38717.68,"$ 10.989,44","$ 3.944,51","$ 16.645,20","$ 7.138,53","$ 0,00"]
[17427,"RED DE REFRI TUB COBRE TIPO L 3/8 Y 7/8 SUM E INST","ML",39977.96,"$ 11.001,33","$ 4.003,96","$ 17.834,14","$ 7.138,53","$ 0,00"]
[14675,"RED DE VOLEIBOL (SUM + INST)","UN",134398.60999999999,"$ 123.326,00","$ 527,27","$ 10.545,34","$ 0,00","$ 0,00"]
[14839,"RED DE VOLEIBOL(DESM+SUM+INST)","UN",145136.15,"$ 123.326,00","$ 977,15","$ 19.542,90","$ 1.290,10","$ 0,00"]
[33,"RED ELECTRICA PROVISIONAL (50 M.)","UN",2453254.86,"$ 1.353.699,04","$ 21.559,92","$ 1.077.995,90","$ 0,00","$ 0,00"]
[803,"RED INSTALACIONES ELECTRICA PROVISIONAL","UN",2862282.79,"$ 1.733.210,10","$ 0,00","$ 1.129.072,69","$ 0,00","$ 0,00"]
[795,"RED INSTALACIONES TELEFONICAS PROVISIONALES","UN",54716.6,"$ 0,00","$ 2.605,55","$ 52.111,05","$ 0,00","$ 0,00"]
[18837,"RED PRINCIPAL DETECCION INCENDIOS, suspendida TECH","ML",79158.75,"$ 62.511,76","$ 5.437,76","$ 11.148,33","$ 60,90","$ 0,00"]
[491,"RED SUMINISTRO CPVC   1/2\"","ML",15491.85,"$ 10.402,00","$ 242,37","$ 4.847,48","$ 0,00","$ 0,00"]
[492,"RED SUMINISTRO CPVC   3/4\"","ML",22579.77,"$ 16.417,41","$ 293,45","$ 5.868,91","$ 0,00","$ 0,00"]
[496,"RED SUMINISTRO Galv.1 1/2\"","ML",34508.160000000003,"$ 19.898,16","$ 0,00","$ 14.610,00","$ 0,00","$ 0,00"]
[497,"RED SUMINISTRO Galv.2\"","ML",46950.12,"$ 32.340,12","$ 0,00","$ 14.610,00","$ 0,00","$ 0,00"]
[493,"RED SUMINISTRO GALVANIZADO 1\"","ML",17521,"$ 2.911,00","$ 0,00","$ 14.610,00","$ 0,00","$ 0,00"]
[494,"RED SUMINISTRO GALVANIZADO 1/2\"","ML",29470.799999999999,"$ 15.445,20","$ 0,00","$ 14.025,60","$ 0,00","$ 0,00"]
[12128,"RED SUMINISTRO GALVANIZADO 1/2\"","ML",34164.230000000003,"$ 14.739,70","$ 380,87","$ 19.043,66","$ 0,00","$ 0,00"]
[498,"RED SUMINISTRO PVC   1\"","ML",12842.52,"$ 6.149,89","$ 131,23","$ 6.561,40","$ 0,00","$ 0,00"]
[500,"RED SUMINISTRO PVC   1/2\"","ML",8936.5400000000009,"$ 4.089,06","$ 0,00","$ 4.847,48","$ 0,00","$ 0,00"]
[499,"RED SUMINISTRO PVC   2\"","ML",39399.01,"$ 30.067,62","$ 0,00","$ 9.331,39","$ 0,00","$ 0,00"]
[501,"RED SUMINISTRO PVC   3/4\"","ML",13619.53,"$ 7.750,62","$ 0,00","$ 5.868,91","$ 0,00","$ 0,00"]
[502,"RED SUMINISTRO PVC 1 1/2\"","ML",24670.77,"$ 16.565,44","$ 158,93","$ 7.946,40","$ 0,00","$ 0,00"]
[14674,"REDES BALONCESTO (SUM + INST)","JGO",75039.62,"$ 27.528,00","$ 4.990,08","$ 42.521,54","$ 0,00","$ 0,00"]
[14838,"REDES BALONCESTO(DESM+SUM+INST)","JGO",98629.55,"$ 27.528,00","$ 8.704,51","$ 59.530,16","$ 2.866,88","$ 0,00"]
[14677,"REDES DE FUTBOL (SUM + INST)","JGO",307364.95,"$ 287.720,00","$ 935,47","$ 18.709,48","$ 0,00","$ 0,00"]
[14841,"REDES DE FUTBOL(DESM+SUM+INST)","JGO",324049.08,"$ 287.720,00","$ 1.675,35","$ 33.506,98","$ 1.146,75","$ 0,00"]
[14669,"REDES MICROFUTBOL (SUM + INST)","JGO",193481.86,"$ 174.712,00","$ 893,80","$ 17.876,06","$ 0,00","$ 0,00"]
[14835,"REDES MICROFUTBOL(DESM+SUM+INST)","KG",201772.23,"$ 174.712,00","$ 1.233,97","$ 24.679,51","$ 1.146,75","$ 0,00"]
[16611,"Redes Para Ftubol-8 (Sum+Instalación)","UN",296532.36,"$ 247.576,00","$ 0,00","$ 48.956,36","$ 0,00","$ 0,00"]
[14980,"REDUCCION BUSCHING - HG DE 2 1/2\" A 1 1/2\"","UN",5104.09,"$ 619,89","$ 87,93","$ 4.396,27","$ 0,00","$ 0,00"]
[14978,"REDUCCION BUSHING - HG DE 1 1/2\" A 1\"","UN",4788.05,"$ 603,51","$ 82,05","$ 4.102,49","$ 0,00","$ 0,00"]
[12273,"Reducción PVCP 1\" x 3/4\" **","UN",16845.79,"$ 1.356,01","$ 737,61","$ 14.752,17","$ 0,00","$ 0,00"]
[12272,"Reducción PVCP 3/4\" x 1/2\" **","UN",16060.61,"$ 681,00","$ 732,36","$ 14.647,25","$ 0,00","$ 0,00"]
[16834,"REEMPLAZO CON RECEBO TIPO INVIAS CDRC","M3",83614.17,"$ 12.682,48","$ 16.047,53","$ 15.307,75","$ 39.576,41","$ 0,00"]
[15915,"Reempradizacion con Rollos de Cesped (L=.1.50Mts)","M2",658.65,"$ 0,00","$ 52,84","$ 415,88","$ 189,93","$ 0,00"]
[2020,"REFLECTOR DE PISO 250W","UN",36477.74,"$ 0,00","$ 1.737,04","$ 34.740,70","$ 0,00","$ 0,00"]
[16093,"REFLECTOR LED (100W) (Sum+Instalación) en altura","UN",268780.94,"$ 92.456,00","$ 141.584,24","$ 34.740,70","$ 0,00","$ 0,00"]
[11302,"REFLECTOR LED (182W-80Leds-19.800Lm-4000k) (Sum+In","UN",2478974.94,"$ 2.302.650,00","$ 141.584,24","$ 34.740,70","$ 0,00","$ 0,00"]
[16094,"REFLECTOR LED (200W) (Sum+Instalación) en altura","UN",176324.94,"$ 0,00","$ 141.584,24","$ 34.740,70","$ 0,00","$ 0,00"]
[11881,"REFLECTOR LED (312W-160Leds-33.000Lm-4000k) (Sum+I","UN",4579324.9400000004,"$ 4.403.000,00","$ 141.584,24","$ 34.740,70","$ 0,00","$ 0,00"]
[15204,"REFLECTOR METAL HALIDE 250WCompleto (Sum+Instal) *","UN",462102.98,"$ 285.778,04","$ 141.584,24","$ 34.740,70","$ 0,00","$ 0,00"]
[11724,"REFLECTOR PARA MONUMENTO 400W- MH","UN",390734.54,"$ 293.339,00","$ 4.637,88","$ 92.757,66","$ 0,00","$ 0,00"]
[18351,"Reflector sub miniled15W/12V-50ft-long-SUM+INST","UN",76003.95,"$ 717,02","$ 3.585,09","$ 71.701,84","$ 0,00","$ 0,00"]
[19013,"REFLECTOR SUBACUÁTICO LED14W/12VAC(CEFE COMETAS)","UN",1247247.1100000001,"$ 1.211.345,16","$ 1.715,32","$ 34.186,62","$ 0,00","$ 0,00"]
[18357,"Reflector subacuatico miniCable100ftlong SUM+INST","UN",76003.95,"$ 717,02","$ 3.585,09","$ 71.701,84","$ 0,00","$ 0,00"]
[18349,"Reflector subacuatico miniled15W/12V-SUM+INST","UN",76003.95,"$ 717,02","$ 3.585,09","$ 71.701,84","$ 0,00","$ 0,00"]
[17529,"Reflector subacuatico piscina, led blanca 55W/12V","UN",59866.91,"$ 564,78","$ 2.823,91","$ 56.478,22","$ 0,00","$ 0,00"]
[18235,"Reflector subacuaticoPiscina 500W CDRC","UN",59866.91,"$ 564,78","$ 2.823,91","$ 56.478,22","$ 0,00","$ 0,00"]
[18559,"Refrigerador Traulsen UPT4812-LR48\"","UN",6179.6,"$ 65,83","$ 119,88","$ 5.993,89","$ 0,00","$ 0,00"]
[18942,"Refrigerante R410A para Aire Acondic. CDRC (Sum)","??",0,"$ 0,00","$ 0,00","$ 0,00","$ 0,00","$ 0,00"]
[11067,"RefuerzExtern (sikaCarboDurS1012+dur30)**","ML",106861.59,"$ 76.470,22","$ 533,00","$ 7.793,26","$ 0,00","$ 22.065,11"]
[11066,"RefuerzExtern (sikaCarboDurS512+dur30)**","ML",199939.75,"$ 168.627,12","$ 4.075,94","$ 27.017,19","$ 0,00","$ 219,50"]
[11069,"RefuerzExtern (sikaWrap103C+dur301) a=0.64cm**","M2",79982.679999999993,"$ 3.087,92","$ 637,93","$ 9.891,73","$ 0,00","$ 66.365,10"]
[11070,"RefuerzExtern (sikaWrap300C+dur301) a=0.3cm**","M2",79982.679999999993,"$ 3.087,92","$ 637,93","$ 9.891,73","$ 0,00","$ 66.365,10"]
[15171,"RefuerzFachadMamp(Cala+top122+dur30+platin+pint","ML",139400.25,"$ 52.941,02","$ 22.128,66","$ 53.391,41","$ 9.929,45","$ 1.009,70"]
[15497,"RefuerzFachadMamp(SobrePuesto+dur30+platin+pint","ML",118350.41,"$ 42.677,13","$ 21.870,69","$ 43.873,13","$ 9.929,45","$ 0,00"]
[16101,"RefuerzFachadMamp(top122+dur30+perlin","ML",126038.61,"$ 53.741,41","$ 20.062,23","$ 41.582,49","$ 9.642,76","$ 1.009,70"]
[791,"Refuerzo acero  DE TRANSFERENCIA","KG",6273.19,"$ 4.929,07","$ 0,00","$ 1.344,12","$ 0,00","$ 0,00"]
[279,"Refuerzo acero COLUMNA 37000","TN",8420101.5999999996,"$ 7.779.762,12","$ 0,00","$ 640.339,48","$ 0,00","$ 0,00"]
[280,"Refuerzo acero COLUMNA 60000","TN",5014321.5999999996,"$ 4.373.982,12","$ 0,00","$ 640.339,48","$ 0,00","$ 0,00"]
[286,"Refuerzo acero fy=60000psi","TN",5014321.5999999996,"$ 4.373.982,12","$ 0,00","$ 640.339,48","$ 0,00","$ 0,00"]
[11164,"Refuerzo acero grafil 4 mm **","TN",9912503.6199999992,"$ 9.493.372,32","$ 0,00","$ 419.131,30","$ 0,00","$ 0,00"]
[11185,"Refuerzo acero grafil 5 mm **","TN",9912503.6199999992,"$ 9.493.372,32","$ 0,00","$ 419.131,30","$ 0,00","$ 0,00"]
[291,"Refuerzo acero MALLA LOZA MACIZA","M2",22572.27,"$ 11.451,70","$ 218,05","$ 10.902,52","$ 0,00","$ 0,00"]
[292,"Refuerzo acero MALLA MURO","KG",22524.16,"$ 11.403,59","$ 218,05","$ 10.902,52","$ 0,00","$ 0,00"]
[283,"Refuerzo acero MUROS 37000","TN",8420101.5999999996,"$ 7.779.762,12","$ 0,00","$ 640.339,48","$ 0,00","$ 0,00"]
[284,"Refuerzo acero MUROS 60000","TN",5014321.5999999996,"$ 4.373.982,12","$ 0,00","$ 640.339,48","$ 0,00","$ 0,00"]
[15836,"Refuerzo acero MUROS 60000","KG",5011.84,"$ 4.383,14","$ 0,00","$ 628,70","$ 0,00","$ 0,00"]
[11078,"Refuerzo acero pilotes 60000  **","TN",5202559.91,"$ 4.535.958,63","$ 4.166,76","$ 610.926,40","$ 0,00","$ 51.508,12"]
[849,"Refuerzo acero PLACA 60000","TN",5135172.45,"$ 4.494.832,97","$ 0,00","$ 640.339,48","$ 0,00","$ 0,00"]
[281,"Refuerzo acero placa maciza.37000","TN",5014321.5999999996,"$ 4.373.982,12","$ 0,00","$ 640.339,48","$ 0,00","$ 0,00"]
[282,"Refuerzo acero placa maciza.60000","TN",5014321.5999999996,"$ 4.373.982,12","$ 0,00","$ 640.339,48","$ 0,00","$ 0,00"]
[285,"Refuerzo acero viga aerea.37000","TN",4851121.5999999996,"$ 4.210.782,12","$ 0,00","$ 640.339,48","$ 0,00","$ 0,00"]
[288,"Refuerzo acero viga cim.60000","TN",5014321.5999999996,"$ 4.373.982,12","$ 0,00","$ 640.339,48","$ 0,00","$ 0,00"]
[287,"Refuerzo acero viga cimt.37000","TN",4851121.5999999996,"$ 4.210.782,12","$ 0,00","$ 640.339,48","$ 0,00","$ 0,00"]
[289,"Refuerzo acero ZAPATAS 37000","TN",4851121.5999999996,"$ 4.210.782,12","$ 0,00","$ 640.339,48","$ 0,00","$ 0,00"]
[290,"Refuerzo acero ZAPATAS 60000","TN",5014321.5999999996,"$ 4.373.982,12","$ 0,00","$ 640.339,48","$ 0,00","$ 0,00"]
[99,"REFUERZO HIERRO PLACA 37000","TN",4851121.5999999996,"$ 4.210.782,12","$ 0,00","$ 640.339,48","$ 0,00","$ 0,00"]
[11091,"Refuerzo malla losa macisa 4.5mm c/15*15 **","M2",11671.95,"$ 10.864,43","$ 15,83","$ 791,69","$ 0,00","$ 0,00"]
[10326,"Refuerzo malla losa macisa 4mm c/15*15 **","M2",9428,"$ 8.667,98","$ 14,90","$ 745,12","$ 0,00","$ 0,00"]
[17407,"REGADERA ANTIVANDALICA PARA DUCHAS EN CAMERINOS Y","UN",65506.239999999998,"$ 1.241,77","$ 3.071,63","$ 61.192,84","$ 0,00","$ 0,00"]
[13787,"Regadera Saona Redonda 8 pulg Cromo (Sum+Inst)","UN",110026.94,"$ 95.900,01","$ 277,00","$ 13.849,93","$ 0,00","$ 0,00"]
[13188,"REGADERA VERCALI CRNA (sum e inst) **","UN",43281.04,"$ 0,00","$ 0,00","$ 43.281,04","$ 0,00","$ 0,00"]
[16658,"Regata piso (A=0.40m; Prof=0.17m)","ML",45531.03,"$ 8.831,92","$ 6.597,99","$ 28.201,83","$ 1.899,29","$ 0,00"]
[14024,"REGISTRO  1\"(Cortina) RED WHITE O SIMILAR","UN",135759.47,"$ 113.945,82","$ 1.038,75","$ 20.774,90","$ 0,00","$ 0,00"]
[12465,"REGISTRO  2\"(Cortina) NAPOLI","UN",356393.09,"$ 347.067,76","$ 444,06","$ 8.881,27","$ 0,00","$ 0,00"]
[14023,"REGISTRO  2\"(Cortina) RED WITE O SIMILAR","UN",382725.87,"$ 330.217,60","$ 1.817,80","$ 36.356,07","$ 14.334,40","$ 0,00"]
[10928,"REGISTRO 3\" (Cortina) ***NO USAR","UN",824157.54,"$ 815.157,76","$ 428,56","$ 8.571,22","$ 0,00","$ 0,00"]
[13571,"REGISTRO 3\"BOLA  ***","UN",393943.76,"$ 338.990,00","$ 1.077,52","$ 53.876,24","$ 0,00","$ 0,00"]
[12467,"REGISTRO CORTINA 1/2\" (Incluye ACCS)","UN",70943.289999999994,"$ 61.757,28","$ 267,55","$ 8.918,46","$ 0,00","$ 0,00"]
[503,"REGISTRO CORTINA DE Ø 1\"","UN",146578.6,"$ 125.180,45","$ 623,25","$ 20.774,90","$ 0,00","$ 0,00"]
[13239,"REGISTRO CORTINA Ø  11/4\"","UN",189271.52,"$ 183.090,99","$ 121,19","$ 6.059,34","$ 0,00","$ 0,00"]
[15847,"REGISTRO DE 3\" BRONCE DESM+SUM+INST  (Mantenimient","UN",810800.94,"$ 798.498,74","$ 1.118,38","$ 11.183,82","$ 0,00","$ 0,00"]
[10929,"REGISTRO DE COMPUERTA 2 1/2\" (Sum + Inst)","UN",468569.75,"$ 461.153,12","$ 145,42","$ 7.271,21","$ 0,00","$ 0,00"]
[14985,"REGISTRO DE COMPUERTA 6\" (Sum + Inst)","UN",8364.7000000000007,"$ 948,07","$ 145,42","$ 7.271,21","$ 0,00","$ 0,00"]
[10926,"REGISTRO DE CORTINA  2\"  (Sum + Inst)","UN",391535.53,"$ 385.355,00","$ 121,19","$ 6.059,34","$ 0,00","$ 0,00"]
[10628,"REGISTRO DE CORTINA 1 1/2\"  (Sum + Inst)","UN",224368.52,"$ 217.305,05","$ 138,50","$ 6.924,97","$ 0,00","$ 0,00"]
[12757,"REGISTRO DE CORTINA 1 1/4\" (Sum + Inst)","UN",181493.99,"$ 176.726,15","$ 93,49","$ 4.674,35","$ 0,00","$ 0,00"]
[12466,"REGISTRO DE CORTINA 1\"   (Sum + Inst)","UN",136380.72,"$ 131.083,13","$ 103,87","$ 5.193,72","$ 0,00","$ 0,00"]
[504,"REGISTRO DE CORTINA 1/2\"  (Sum + Inst)","UN",67029.5,"$ 62.438,25","$ 90,02","$ 4.501,23","$ 0,00","$ 0,00"]
[505,"REGISTRO DE CORTINA 3/4\" (Sum + Inst)","UN",76271.95,"$ 71.857,29","$ 86,56","$ 4.328,10","$ 0,00","$ 0,00"]
[14982,"REGISTRO DE CORTINA 4\" (Sum + Inst)","UN",1866917.79,"$ 1.831.600,46","$ 692,50","$ 34.624,83","$ 0,00","$ 0,00"]
[16279,"REGISTRO DE CORTINA Ø3\" (Sum + Inst)","UN",1042347.64,"$ 1.007.030,31","$ 692,50","$ 34.624,83","$ 0,00","$ 0,00"]
[14008,"Registro de Paso 1 1/2\" Bronce Roscado **","UN",29437.040000000001,"$ 871,56","$ 2.596,86","$ 25.968,62","$ 0,00","$ 0,00"]
[16271,"REGISTRO DE PASO 1\"","UN",78687.520000000004,"$ 71.624,05","$ 138,50","$ 6.924,97","$ 0,00","$ 0,00"]
[16406,"REGISTRO DE PASO DIRECTO Ø3\"","UN",548975.5,"$ 439.907,30","$ 5.193,72","$ 103.874,48","$ 0,00","$ 0,00"]
[16389,"REGISTRO GLOBO DE 1/2\"- 200PSI","UN",92248.84,"$ 78.615,31","$ 649,22","$ 12.984,31","$ 0,00","$ 0,00"]
[16391,"REGISTRO GLOBO DE 3/4\"- 200PSI","UN",110202.12,"$ 96.568,59","$ 649,22","$ 12.984,31","$ 0,00","$ 0,00"]
[14483,"REGISTRO PASO DIR.1/2\"BRONCE+UNIVERS+CAJA METALICA","UN",85532.800000000003,"$ 81.966,45","$ 103,87","$ 3.462,48","$ 0,00","$ 0,00"]
[14484,"REGISTRO PASO DIR.11/4\"BRONCE+UNIVERS+CAJA METALIC","UN",165620.87,"$ 162.054,52","$ 103,87","$ 3.462,48","$ 0,00","$ 0,00"]
[19257,"Registro Válvula comp Red White Rosc 3\" CEFE COMET","UN",810241.75,"$ 798.498,74","$ 559,19","$ 11.183,82","$ 0,00","$ 0,00"]
[18644,"Registro Vastago ascendente 2\"","UN",71326.929999999993,"$ 2.916,71","$ 3.257,63","$ 65.152,59","$ 0,00","$ 0,00"]
[18643,"Registro Vastago ascendente 8\"","UN",71144.28,"$ 2.734,06","$ 3.257,63","$ 65.152,59","$ 0,00","$ 0,00"]
[714,"REGULADOR 143 METER","UN",24658.59,"$ 218,98","$ 0,00","$ 24.439,61","$ 0,00","$ 0,00"]
[3930,"REGULADOR 2A ETAPA- GAS","UN",38306.29,"$ 218,98","$ 3.462,48","$ 34.624,83","$ 0,00","$ 0,00"]
[13331,"Regulador Bifásico 8 Kva (Sum+Inst)**","UN",8937.0400000000009,"$ 0,00","$ 425,57","$ 8.511,47","$ 0,00","$ 0,00"]
[17311,"REGULADOR DE GAS 1 ETAPA","UN",212124.49,"$ 76.223,42","$ 2.664,73","$ 133.236,34","$ 0,00","$ 0,00"]
[12203,"REINSTAL. PUESTO DE TRABAJO 1.5m x 1.5m (OF.) **","UN",123817.25,"$ 0,00","$ 11.256,11","$ 112.561,14","$ 0,00","$ 0,00"]
[11198,"ReInstalac Cubierta lamina arquitect Acesco **","M2",38147.11,"$ 4.463,76","$ 2.347,88","$ 31.335,47","$ 0,00","$ 0,00"]
[12615,"Reinstalac. Divis.sobre muro Dry Wall.**","M2",80427.710000000006,"$ 0,00","$ 6.232,47","$ 62.324,69","$ 11.870,55","$ 0,00"]
[12803,"Reinstalacion adoquin + arena+ Base(0.15m) **","M2",59490.25,"$ 11.977,98","$ 8.132,76","$ 27.656,01","$ 11.723,50","$ 0,00"]
[10015,"Reinstalacion AdoquínArcill e=0.06  sobre arena","M2",36999.74,"$ 4.367,84","$ 5.454,07","$ 27.177,83","$ 0,00","$ 0,00"]
[14377,"REINSTALACION DE APARATO LAVAMANOS","UN",47808.23,"$ 0,00","$ 2.276,58","$ 45.531,65","$ 0,00","$ 0,00"]
[13266,"Reinstalacion de Cañuela   A-120","ML",77823.5,"$ 8.392,11","$ 16.826,83","$ 48.268,24","$ 4.336,32","$ 0,00"]
[14054,"Reinstalación Divisiones Aluminio y Vidrio**","M2",34376.81,"$ 0,00","$ 4.866,99","$ 29.509,82","$ 0,00","$ 0,00"]
[13301,"REINSTALACIÓN GRIFERIA DE PUSH","UN",19954.29,"$ 0,00","$ 391,26","$ 19.563,03","$ 0,00","$ 0,00"]
[15458,"Reinstalación sistema estructural existente, entre","ML",214409.45,"$ 75.227,00","$ 18.313,27","$ 120.869,18","$ 0,00","$ 0,00"]
[11168,"ReinstalacionReja  proteccion anclada a concret**","M2",101372.4,"$ 67.217,92","$ 4.178,64","$ 13.190,36","$ 0,00","$ 16.785,48"]
[12701,"Reinst-Temple.Malla Eslab.Cerr.h=2.0m+Mto.sardinel","ML",68330.31,"$ 26.690,77","$ 9.924,86","$ 30.382,81","$ 1.331,88","$ 0,00"]
[417,"REJ ILLA PLASTICA 3x2\"C/SOSCO CUAD.ANTICUCARACHA","UN",7142.06,"$ 3.051,26","$ 0,00","$ 4.090,80","$ 0,00","$ 0,00"]
[609,"REJA BANCARIA (Hierro de 10mm)","M2",88346.45,"$ 61.257,60","$ 6.389,62","$ 20.699,23","$ 0,00","$ 0,00"]
[15552,"REJA BANCARIA (Hierro de 10mm)+Esmalte","M2",107166.32,"$ 80.077,47","$ 6.389,62","$ 20.699,23","$ 0,00","$ 0,00"]
[10744,"Reja Bancaria **","M2",334195.01,"$ 230.479,32","$ 0,00","$ 0,00","$ 0,00","$ 103.715,69"]
[10990,"Reja de proteccion  anclada a concreto **","M2",243911.84,"$ 177.892,37","$ 4.178,64","$ 13.190,36","$ 0,00","$ 48.650,47"]
[11598,"Reja de Protección M-70(base 30x30 Conc.3000psi.)","ML",57601.22,"$ 38.603,16","$ 116,31","$ 11.759,41","$ 7.122,33","$ 0,00"]
[14601,"Reja en Malla Protecc. Ventanas Col Gim Sur","M2",103536.3,"$ 69.579,07","$ 5.731,01","$ 28.226,22","$ 0,00","$ 0,00"]
[18697,"RejaAccesoTubularCuadrado2\"x4\"Cal.16LamColdR","M2",134238.78,"$ 62.201,29","$ 13.803,64","$ 58.233,86","$ 0,00","$ 0,00"]
[16445,"RejaClásicaAlambAcerGalv.6(H=2.0L=2.50m)+PostBayon","ML",318659.20000000001,"$ 260.132,79","$ 3.293,45","$ 54.890,86","$ 342,11","$ 0,00"]
[15941,"RejaClásicaAlambreAceroGalv.6(Panel1.50x2.50m)+Pos","ML",173063.77,"$ 137.107,48","$ 698,42","$ 34.920,99","$ 336,89","$ 0,00"]
[610,"REJAS LAMINA","M2",120252.8,"$ 114.607,56","$ 0,00","$ 5.645,24","$ 0,00","$ 0,00"]
[18730,"Rejill  desc T. Louver sin dam12\"x 8\" gris Sum+Ins","UN",49530.84,"$ 1.003,91","$ 2.199,54","$ 43.990,88","$ 2.336,51","$ 0,00"]
[18731,"Rejill  ext T. cubo 10\"x 6\" con Dam blanco Sum+Ins","UN",49530.84,"$ 1.003,91","$ 2.199,54","$ 43.990,88","$ 2.336,51","$ 0,00"]
[18734,"Rejill  ext T. cubo 10\"x 8\" con Dam blanco Sum+In","UN",49530.84,"$ 1.003,91","$ 2.199,54","$ 43.990,88","$ 2.336,51","$ 0,00"]
[18733,"Rejill  ext T. cubo 12\"x 10\" con Dam blanco Sum+In","UN",49530.84,"$ 1.003,91","$ 2.199,54","$ 43.990,88","$ 2.336,51","$ 0,00"]
[18735,"Rejill  ext T. cubo 6\"x 6\" con Dam blanco Sum+In","UN",49530.84,"$ 1.003,91","$ 2.199,54","$ 43.990,88","$ 2.336,51","$ 0,00"]
[10370,"REJILLA Aluminio 3\"x2\" c/SOSCO CTE","UN",9969.75,"$ 398,87","$ 467,18","$ 9.103,70","$ 0,00","$ 0,00"]
[10657,"Rejilla Aluminio- 3x2\"","UN",14067.25,"$ 6.364,38","$ 151,04","$ 7.551,83","$ 0,00","$ 0,00"]
[14235,"REJILLA Aluminio Cupula 6\"x4\" c/SOSCO CTE","UN",34184.769999999997,"$ 27.245,25","$ 136,07","$ 6.803,45","$ 0,00","$ 0,00"]
[17479,"Rejilla antiatrapamiento caudal min500gpm NTC-5763","UN",90997.72,"$ 858,47","$ 4.292,35","$ 85.846,90","$ 0,00","$ 0,00"]
[13388,"Rejilla anticucaracha TA 8x16 x 2\" Aluminio **","UN",8180.12,"$ 0,00","$ 389,53","$ 7.790,59","$ 0,00","$ 0,00"]
[17191,"REJILLA DE EXTRACCIÓN 8\"x8\" CON DAMPER DE BALANCEO","UN",29589.19,"$ 1.037,79","$ 1.188,94","$ 23.778,86","$ 3.583,60","$ 0,00"]
[18114,"REJILLA DE EXTRACCION LINEAL CON PLENUM 12\" X60\"","UN",38921.86,"$ 14.400,08","$ 2.455,58","$ 19.141,98","$ 2.924,22","$ 0,00"]
[18503,"Rejilla de extracción tipo cubo de 16\"x10\" con dam","UN",49547.28,"$ 564,00","$ 2.223,32","$ 44.466,46","$ 2.293,50","$ 0,00"]
[18563,"Rejilla de fondo antiatrapamiento H/W ABS 7 3/4\" X","UN",14458.29,"$ 160,75","$ 724,22","$ 13.573,32","$ 0,00","$ 0,00"]
[18118,"REJILLA DE INYECCION 825X225 MM CON DAMPER","UN",24521.78,"$ 0,00","$ 2.455,58","$ 19.141,98","$ 2.924,22","$ 0,00"]
[18116,"REJILLA DE INYECCION 825X325 MM CON DAMPER","UN",24521.78,"$ 0,00","$ 2.455,58","$ 19.141,98","$ 2.924,22","$ 0,00"]
[10485,"REJILLA DE RETORNO DE AIRE RRA-01 (6\"x6\") CEFE COMETAS","UN",35744.79,"$ 17.423,78","$ 827,01","$ 16.060,57","$ 1.433,44","$ 0,00"]
[13504,"Rejilla de Retorno de Aire RRA-02 (10\"x6\")","UN",93723.33,"$ 816,07","$ 34.150,24","$ 55.890,15","$ 2.866,88","$ 0,00"]
[14229,"Rejilla de Retorno de Aire RRA-04","UN",37927.440000000002,"$ 7.746,73","$ 1.391,76","$ 27.355,52","$ 1.433,44","$ 0,00"]
[14230,"Rejilla de Retorno de Aire RRA-05","UN",177819.38,"$ 136.512,95","$ 14.895,36","$ 24.977,64","$ 1.433,44","$ 0,00"]
[18119,"REJILLA DE RETORNO TIPO CUBO 24\"X24\"","UN",38921.86,"$ 14.400,08","$ 2.455,58","$ 19.141,98","$ 2.924,22","$ 0,00"]
[18429,"REJILLA DE RETORNO TIPO CUBO MODELO L-RA-AG CON DA","UN",29651.59,"$ 2.456,75","$ 2.840,98","$ 21.400,97","$ 2.952,89","$ 0,00"]
[18430,"REJILLA DE RETORNO TIPO CUBO MODELO L-RA-AG CON DA","UN",29651.59,"$ 2.456,75","$ 2.840,98","$ 21.400,97","$ 2.952,89","$ 0,00"]
[19168,"REJILLA DE SUMINISTRO DE AIRE (42\"x6\") CEFE COMETAS","UN",155184.91,"$ 121.189,26","$ 11.865,94","$ 19.262,84","$ 2.866,88","$ 0,00"]
[18401,"REJILLA DE SUMINISTRO DOBLE HILERA MODELO L-VH CON","UN",27438.84,"$ 244,00","$ 2.840,98","$ 21.400,97","$ 2.952,89","$ 0,00"]
[19302,"Rejilla de suministro lineal cometas","UN",44186.44,"$ 345,48","$ 8.517,73","$ 33.889,79","$ 1.433,44","$ 0,00"]
[13057,"Rejilla en Conc. reforzadfo para Cárcamo (Sum+Inst","ML",98215.49,"$ 71.727,50","$ 519,37","$ 25.968,62","$ 0,00","$ 0,00"]
[18421,"REJILLA EXTRAC TIPO ALETA FIJA DAMPER 10X6\" ó 6X10","UN",27352.83,"$ 244,00","$ 2.840,98","$ 21.400,97","$ 2.866,88","$ 0,00"]
[18432,"REJILLA EXTRACCION ALETA FIJA A 0° MOD L-BG 48X8","UN",32344.38,"$ 5.149,54","$ 2.840,98","$ 21.400,97","$ 2.952,89","$ 0,00"]
[19283,"Rejilla Fondo Cuadrada Nicho 18X18 CEFE COMETAS","UN",1318604.27,"$ 1.200.000,00","$ 5.647,82","$ 112.956,45","$ 0,00","$ 0,00"]
[13001,"Rejilla IndustrialT(ASTM A-36)Platina Galv.0.90x2m","UN",407234.24,"$ 22.552,40","$ 3.808,73","$ 380.873,11","$ 0,00","$ 0,00"]
[15803,"Rejilla peat.0.29x0.50mConc.(Suministro e instal)","UN",33912.620000000003,"$ 26.769,00","$ 340,17","$ 6.803,45","$ 0,00","$ 0,00"]
[14214,"Rejilla peat.Titan 0.40x0.40 (instalación.)","UN",7143.62,"$ 0,00","$ 340,17","$ 6.803,45","$ 0,00","$ 0,00"]
[13490,"Rejilla peatonal  0.40x0.40 (sum. e inst.)","UN",36177.24,"$ 28.691,00","$ 346,25","$ 6.924,97","$ 215,02","$ 0,00"]
[17495,"Rejilla perimetral 345 mm Poliprop o ABS  (IMPORT)","UN",267793.15000000002,"$ 253.391,20","$ 282,39","$ 14.119,56","$ 0,00","$ 0,00"]
[12817,"REJILLA PERIMETRAL CONCRETO SUMIDERO","ML",56050.48,"$ 50.275,83","$ 1.070,28","$ 4.704,37","$ 0,00","$ 0,00"]
[415,"REJILLA PLASTICA 3\"x2\" c/SOSCO CTE","UN",8891.93,"$ 301,25","$ 409,08","$ 8.181,60","$ 0,00","$ 0,00"]
[10710,"REJILLA PLASTICA 4\"x3\" c/SOSCO CTE","UN",12680.39,"$ 368,73","$ 3.177,69","$ 6.267,09","$ 2.866,88","$ 0,00"]
[12955,"Rejilla Prefabricada Concreto 2500PSI 0.8x0.4x0.06","UN",4763.32,"$ 0,00","$ 181,60","$ 3.632,08","$ 949,64","$ 0,00"]
[412,"REJILLA PVC- 3x2\"","UN",10455.18,"$ 6.364,38","$ 0,00","$ 4.090,80","$ 0,00","$ 0,00"]
[19201,"Rejilla Retorno Aire RRA-02 (38\"x6\") Cefe Cometas Suministro e instalación.","UN",158410.57999999999,"$ 102.566,38","$ 22.054,98","$ 30.922,35","$ 2.866,88","$ 0,00"]
[18749,"Rejilla retorno aleta fija damper 46X60\" Sum+Inst","UN",49771.99,"$ 564,00","$ 2.234,02","$ 44.680,47","$ 2.293,50","$ 0,00"]
[17228,"REJILLA RETORNO LINEAL TIRO HORIZONTAL 4 SLOTS","UN",165517.37,"$ 136.887,79","$ 1.338,79","$ 23.778,86","$ 3.511,93","$ 0,00"]
[17230,"REJILLA RETORNO LINEAL TIRO VERTICAL 8 SLOTS","UN",389600.54,"$ 307.491,23","$ 2.527,74","$ 47.557,71","$ 32.023,86","$ 0,00"]
[13226,"Rejilla Sifon (3X 2\") Metalica(Aluminio)","UN",10096.64,"$ 3.817,00","$ 299,03","$ 5.980,61","$ 0,00","$ 0,00"]
["10625-1","REJILLA SOBRE CAÑUELA","ML",177450.37,"$ 175.732,50","$ 17,01","$ 1.700,86","$ 0,00","$ 0,00"]
[19318,"REJILLA SUMIN LINEAL CONTINUO (14\"x6\")CEFE COMETAS","UN",85709.27,"$ 50.000,00","$ 8.119,09","$ 26.156,74","$ 1.433,44","$ 0,00"]
[19327,"REJILLA SUMIN LINEAL CONTINUO (20\"x4\")CEFE COMETAS","UN",98532.51,"$ 55.332,90","$ 8.475,77","$ 33.290,40","$ 1.433,44","$ 0,00"]
[19328,"REJILLA SUMIN LINEAL CONTINUO (22\"x6\")CEFE COMETAS","UN",123950.28,"$ 90.737,79","$ 8.000,19","$ 23.778,86","$ 1.433,44","$ 0,00"]
[19329,"REJILLA SUMIN LINEAL CONTINUO (26\"x6\")CEFE COMETAS","UN",141611.97,"$ 100.909,14","$ 8.356,88","$ 30.912,51","$ 1.433,44","$ 0,00"]
[19330,"REJILLA SUMIN LINEAL CONTINUO (28\"x6\")CEFE COMETAS","UN",160011.96,"$ 119.309,13","$ 8.356,88","$ 30.912,51","$ 1.433,44","$ 0,00"]
[19313,"REJILLA SUMIN LINEAL CONTINUO (30\"x6\") SIN MARCO SIN DAMPERCEFE COMETAS","UN",164176.78,"$ 119.337,93","$ 9.875,26","$ 33.530,16","$ 1.433,44","$ 0,00"]
[19317,"REJILLA SUMIN LINEAL CONTINUO (30\"x6\")CEFE COMETAS","UN",162794.07999999999,"$ 119.337,93","$ 8.492,56","$ 33.530,16","$ 1.433,44","$ 0,00"]
[19320,"REJILLA SUMIN LINEAL CONTINUO (34\"x6\")CEFE COMETAS","UN",184214.63,"$ 138.261,71","$ 8.611,45","$ 35.908,04","$ 1.433,44","$ 0,00"]
[19331,"REJILLA SUMIN LINEAL CONTINUO (36\"x6\")CEFE COMETAS","UN",194214.62,"$ 148.261,70","$ 8.611,45","$ 35.908,04","$ 1.433,44","$ 0,00"]
[19332,"REJILLA SUMIN LINEAL CONTINUO (38\"x4\")CEFE COMETAS","UN",154232.41,"$ 118.266,60","$ 8.135,88","$ 26.396,50","$ 1.433,44","$ 0,00"]
[19311,"REJILLA SUMIN LINEAL CONTINUO (38\"x6\")CEFE COMETAS","UN",207314.63,"$ 161.361,71","$ 8.611,45","$ 35.908,04","$ 1.433,44","$ 0,00"]
[19316,"REJILLA SUMIN LINEAL CONTINUO (48\"x6\") SIN MARCO CON DAMPER CEFE COMETAS","UN",290259.02,"$ 235.433,05","$ 10.350,84","$ 43.041,70","$ 1.433,44","$ 0,00"]
[19286,"REJILLA SUMIN LINEAL CONTINUO (50\"x4\") SIN MARCO CON DAMPER CEFE COMETAS","UN",205054.02,"$ 150.228,05","$ 10.350,84","$ 43.041,70","$ 1.433,44","$ 0,00"]
[19321,"REJILLA SUMIN LINEAL CONTINUO (58\"x4\") SIN MARCO SIN DAMPER CEFE COMETAS","UN",236259.02,"$ 181.433,05","$ 10.350,84","$ 43.041,70","$ 1.433,44","$ 0,00"]
[19323,"REJILLA SUMIN LINEAL CONTINUO (72\"x4\") SIN MARCO SIN DAMPER CEFE COMETAS","UN",290259.02,"$ 235.433,05","$ 10.350,84","$ 43.041,70","$ 1.433,44","$ 0,00"]
[19325,"REJILLA SUMIN LINEAL CONTINUO (72\"x6\") SIN MARCO CON DAMPER CEFE COMETAS","UN",360711.3,"$ 250.956,18","$ 12.966,51","$ 95.355,18","$ 1.433,44","$ 0,00"]
[18431,"REJILLA SUMINISTRO ALETA FIJA MODELO L-RA  24\"X6\"","UN",175988.84,"$ 148.794,00","$ 2.840,98","$ 21.400,97","$ 2.952,89","$ 0,00"]
[18111,"REJILLA SUMINISTRO DOBLE HILERA CON DAMPER 10\"X8\"","UN",24521.78,"$ 0,00","$ 2.455,58","$ 19.141,98","$ 2.924,22","$ 0,00"]
[18113,"REJILLA SUMINISTRO DOBLE HILERA CON DAMPER 8\"X4\"","UN",24521.78,"$ 0,00","$ 2.455,58","$ 19.141,98","$ 2.924,22","$ 0,00"]
[18112,"REJILLA SUMINISTRO DOBLE HILERA CON DAMPER 8\"X8\"","UN",24521.78,"$ 0,00","$ 2.455,58","$ 19.141,98","$ 2.924,22","$ 0,00"]
[18408,"REJILLA SUMINISTRO DOBLE HILERA L-VH CON 8\"x6\"","UN",27438.84,"$ 244,00","$ 2.840,98","$ 21.400,97","$ 2.952,89","$ 0,00"]
[18109,"REJILLA SUMINISTRO DOBLE HILERA MODELO L-VH 12\"X12","UN",27438.84,"$ 244,00","$ 2.840,98","$ 21.400,97","$ 2.952,89","$ 0,00"]
[18428,"REJILLA SUMINISTRO DOBLE HILERA MODELO L-VH CO6X6","UN",27438.84,"$ 244,00","$ 2.840,98","$ 21.400,97","$ 2.952,89","$ 0,00"]
[18502,"Rejilla suministro tipo doble aleta 32\"x8\"","UN",41625.57,"$ 564,00","$ 1.844,05","$ 36.881,01","$ 2.336,51","$ 0,00"]
[18499,"Rejilla T.A.E.(Toma de Aire Exterior) 16\"x12\"","UN",49547.28,"$ 564,00","$ 2.223,32","$ 44.466,46","$ 2.293,50","$ 0,00"]
[13825,"Rejilla Tipo A con Marco Metálica A=0.53m (Instal)","ML",12724.62,"$ 0,00","$ 605,93","$ 12.118,69","$ 0,00","$ 0,00"]
[13967,"Rejilla tipo sifón 20x20cm Aluminio sosco 6\"","UN",6045.47,"$ 651,48","$ 105,76","$ 5.288,23","$ 0,00","$ 0,00"]
[11551,"Rejilla Vehic. c.ref 0.46m (retiro, sum. e inst.)","ML",16556.169999999998,"$ 52,66","$ 382,24","$ 14.316,94","$ 1.804,32","$ 0,00"]
[413,"REJILLA VENTILACION PLASTICA 15x15","UN",4422.18,"$ 331,38","$ 0,00","$ 4.090,80","$ 0,00","$ 0,00"]
[19204,"RejillaRetor.AletaFijaDamperAletasOpuestas(42x6\")","UN",229589.38,"$ 188.282,95","$ 14.895,36","$ 24.977,64","$ 1.433,44","$ 0,00"]
[19206,"RejillaRetornoAireAletaFijaDamperAlet.opue(24\"x14\"","UN",240299.38,"$ 198.992,95","$ 14.895,36","$ 24.977,64","$ 1.433,44","$ 0,00"]
[10503,"REJILLAS DE RETORNO DE AIRE RRA-03 (44\"x6\")Cefe Cometas Suministro e instalación.","UN",164312.16,"$ 126.714,01","$ 13.330,30","$ 21.400,97","$ 2.866,88","$ 0,00"]
[10474,"REJILLAS DE RETORNO DE AIRE RRA-04 (8\"X6\") Cefe Cometas(Suministro e instalación)","UN",54274.35,"$ 15.266,60","$ 11.177,82","$ 26.396,50","$ 1.433,44","$ 0,00"]
[10475,"REJILLAS DE RETORNO DE AIRE RRA-05 (24\"x14\") Cefe Cometas-Suministro e instalación    ","UN",180710.61,"$ 136.488,03","$ 17.576,84","$ 23.778,86","$ 2.866,88","$ 0,00"]
[18090,"REJILLAS EXTRAC TIPO ALETA FIJA CON DAMPER  6\"X6\"","UN",27438.84,"$ 244,00","$ 2.840,98","$ 21.400,97","$ 2.952,89","$ 0,00"]
[18418,"REJILLAS EXTRAC TIPO ALETA FIJA CON DAMPER  8\"X10\"","UN",27352.83,"$ 244,00","$ 2.840,98","$ 21.400,97","$ 2.866,88","$ 0,00"]
[18091,"REJILLAS EXTRAC TIPO ALETA FIJA CON DAMPER  8\"X4\"","UN",24521.78,"$ 0,00","$ 2.455,58","$ 19.141,98","$ 2.924,22","$ 0,00"]
[18089,"REJILLAS EXTRAC TIPO ALETA FIJA CON DAMPER  8\"X6\" (Suministro e instalación)","UN",77958.33,"$ 45.466,63","$ 7.898,09","$ 21.640,73","$ 2.952,89","$ 0,00"]
[18087,"REJILLAS EXTRAC TIPO ALETA FIJA CON DAMPER  8\"X8\"","UN",26636.11,"$ 244,00","$ 2.840,98","$ 21.400,97","$ 2.150,16","$ 0,00"]
[18413,"REJILLAS EXTRAC TIPO ALETA FIJA CON DAMPER 10\"X4\"","UN",27352.83,"$ 244,00","$ 2.840,98","$ 21.400,97","$ 2.866,88","$ 0,00"]
[18085,"REJILLAS EXTRAC TIPO ALETA FIJA CON DAMPER 10\"x6\"","UN",24521.78,"$ 0,00","$ 2.455,58","$ 19.141,98","$ 2.924,22","$ 0,00"]
[18405,"REJILLAS EXTRACCION TIPO ALETA FIJA MOD L-RA  6x16","UN",27438.84,"$ 244,00","$ 2.840,98","$ 21.400,97","$ 2.952,89","$ 0,00"]
[18397,"REJILLAS EXTRACCION TIPO ALETA FIJA MOD L-RA 4x4","UN",27438.84,"$ 244,00","$ 2.840,98","$ 21.400,97","$ 2.952,89","$ 0,00"]
[18404,"REJILLAS EXTRACCION TIPO ALETA FIJA MOD L-RA 6x12","UN",27438.84,"$ 244,00","$ 2.840,98","$ 21.400,97","$ 2.952,89","$ 0,00"]
[611,"REJILLAS PISO 0.30","ML",89694.13,"$ 84.989,76","$ 0,00","$ 4.704,37","$ 0,00","$ 0,00"]
[19297,"REJILLAS PISO 0.30 CEFE COMETAS","ML",90021.07,"$ 84.824,94","$ 252,01","$ 4.944,13","$ 0,00","$ 0,00"]
[19314,"REJILLAS RETORNO AIRE RRA-01 8\"x4\" CRDC-COMETAS","UN",31238.32,"$ 14.200,00","$ 743,09","$ 14.861,79","$ 1.433,44","$ 0,00"]
[15880,"RELE 100015968 MULTIRRANGO 3RP1525 - Sumi. e inst  ","UN",58720.639999999999,"$ 0,00","$ 1.997,59","$ 39.951,80","$ 16.771,25","$ 0,00"]
[10080,"Relleno  Afirmado compact.con rana+Trasiego **","M3",92030.98,"$ 13.158,40","$ 5.132,07","$ 22.507,22","$ 51.233,29","$ 0,00"]
[10550,"Relleno arena s/lav de peña cernida +trans relle","M3",147603.06,"$ 121.150,31","$ 1.378,30","$ 25.074,44","$ 0,00","$ 0,00"]
[12538,"Relleno Compact.Mecánica Material in situ+Trasiego","M3",21619.16,"$ 1.572,92","$ 2.120,73","$ 17.925,52","$ 0,00","$ 0,00"]
[17328,"Relleno Compact.Mecánica material insitu TaludCRCD","M3",21439.91,"$ 1.752,18","$ 1.762,22","$ 17.925,52","$ 0,00","$ 0,00"]
[10724,"Relleno compactado  Base granular tipo IDRD   **","M3",141653.35999999999,"$ 60.594,55","$ 6.347,22","$ 20.507,65","$ 54.203,94","$ 0,00"]
[16837,"Relleno compactado  Base granular tipo IDRDcontrap","M3",146808.65,"$ 60.799,63","$ 11.297,43","$ 20.507,65","$ 54.203,94","$ 0,00"]
[10374,"Relleno compactado Subbase granular en pendiente**","M3",109929.71,"$ 29.657,50","$ 5.556,72","$ 20.476,40","$ 54.239,09","$ 0,00"]
[12501,"Relleno compactado Subbase granular tipo IDRD","M3",109169.58,"$ 27.859,17","$ 6.347,79","$ 20.758,69","$ 54.203,94","$ 0,00"]
[17951,"Relleno compactado Subbase granular tipo IDRD CDRC","M3",115542.04,"$ 28.090,65","$ 11.349,92","$ 21.897,53","$ 54.203,94","$ 0,00"]
[16840,"Relleno Compactado Subbase tipo IDRD(Canguro)Contr","M3",100244.15,"$ 29.611,27","$ 3.258,93","$ 15.926,99","$ 51.446,96","$ 0,00"]
[16012,"Relleno con Mortero Arena Rio 1500 PSI inyectado","M3",230883.89,"$ 157.382,08","$ 52.241,04","$ 21.260,77","$ 0,00","$ 0,00"]
[20637,"RELLENO DE ARENA PELDAR TIPO FLINT - CANCHA VOLEYPLAYA PLAZA DE TOROS + CERNIDO ADICIONAL","M3",390385.53,"$ 241.744,90","$ 6.281,91","$ 53.115,93","$ 89.242,79","$ 0,00"]
[12328,"Relleno de piso confinam.mamp. + placa a=0.72m**","ML",99987.94,"$ 35.614,30","$ 3.773,38","$ 54.427,57","$ 6.172,69","$ 0,00"]
[14970,"Relleno en arena de Pozo suelta**","M3",107129.23,"$ 98.276,34","$ 304,40","$ 8.548,49","$ 0,00","$ 0,00"]
[10723,"Relleno en arena de rio suelta**","M3",154658.07,"$ 62.711,33","$ 304,40","$ 8.548,49","$ 83.093,85","$ 0,00"]
[10736,"Relleno en arena o gravilla  de rio compactada**","M3",128868.46,"$ 62.764,00","$ 6.328,76","$ 17.397,84","$ 42.377,86","$ 0,00"]
[19139,"Relleno en arena Peña compactada+minicargador","M3",113047.24,"$ 102.635,50","$ 8.115,58","$ 2.296,16","$ 0,00","$ 0,00"]
[11463,"Relleno en arena tipo peldar compactada**","M3",285978.36,"$ 206.734,75","$ 6.711,45","$ 30.154,30","$ 42.377,86","$ 0,00"]
[20638,"RELLENO EN BASE GRANULAR RECICLADA","M3",171823.08,"$ 90.512,67","$ 6.347,79","$ 20.758,69","$ 54.203,94","$ 0,00"]
[15099,"Relleno en cal","M3",1338784.55,"$ 1.228.499,06","$ 327,26","$ 4.675,23","$ 41.546,93","$ 63.736,06"]
[11815,"Relleno en gravilla  de rio  (Suministro+Transp+in","M3",161610.84,"$ 139.903,71","$ 1.102,18","$ 20.604,95","$ 0,00","$ 0,00"]
[13244,"Relleno en gravilla de rio  seleccinada blanca **","M3",121845.7,"$ 96.290,50","$ 1.353,91","$ 24.201,29","$ 0,00","$ 0,00"]
[19249,"Relleno en Subbase Granular Reciclada Tipo A","M3",155063.48000000001,"$ 73.753,07","$ 6.347,79","$ 20.758,69","$ 54.203,94","$ 0,00"]
[10809,"Relleno en tierra negra    e=0.15 **","M2",11435.3,"$ 10.657,96","$ 22,29","$ 755,05","$ 0,00","$ 0,00"]
[10276,"Relleno en tierra negra (Suministro + Transporte)","M3",76235.360000000001,"$ 71.053,07","$ 148,62","$ 5.033,67","$ 0,00","$ 0,00"]
[15379,"Relleno en tierra negra + arena de rio (30-70) %","M3",130537.29,"$ 119.394,74","$ 396,70","$ 10.745,84","$ 0,00","$ 0,00"]
[13540,"Relleno en tierra negra + arena de rio (50-50) %","M3",163132.93,"$ 109.612,52","$ 396,70","$ 10.745,84","$ 42.377,86","$ 0,00"]
[11957,"Relleno en tierra negra Abonada(Cascaril+Triple-15","M3",131882.26,"$ 125.374,77","$ 332,72","$ 6.174,78","$ 0,00","$ 0,00"]
[15763,"Relleno Estructural SIKATOP 122 o similar","LT",16350.94,"$ 13.193,77","$ 469,00","$ 2.688,18","$ 0,00","$ 0,00"]
[13681,"Relleno Fluido de 10 Kg/cm2","M3",7132.72,"$ 0,00","$ 207,75","$ 6.924,97","$ 0,00","$ 0,00"]
[15107,"Relleno Fluido para sub-muraciones","M3",74392.88,"$ 0,00","$ 54.946,37","$ 19.446,50","$ 0,00","$ 0,00"]
[10902,"Relleno gravill e=0.15+(rio+tierra 70%+30%) e=0.10","M2",83134.44,"$ 32.169,65","$ 11.341,18","$ 18.802,65","$ 20.820,95","$ 0,00"]
[19135,"Relleno Gravilla Rio(Sum+Transp+comp+Lab)CEFE Come","M3",148581.24,"$ 139.864,21","$ 7.237,28","$ 1.479,75","$ 0,00","$ 0,00"]
[13284,"Relleno material Local Selecc.Excava sin sum+Trasi","M3",27873.83,"$ 98,75","$ 1.945,72","$ 25.829,37","$ 0,00","$ 0,00"]
[15944,"Relleno material Local Selecc.Excava sin suministr","M3",6405.68,"$ 0,00","$ 756,87","$ 5.648,81","$ 0,00","$ 0,00"]
[12630,"Relleno Material Obra Base  gran (in Sum.estab cem","M3",66835.97,"$ 28.429,00","$ 15.549,36","$ 22.857,61","$ 0,00","$ 0,00"]
[14018,"Relleno material selecc.excava (Rana+Retro+Minicar","M3",38149.89,"$ 440,00","$ 22.402,14","$ 15.307,75","$ 0,00","$ 0,00"]
[11133,"Relleno material seleccionado de excava sin sumin*","M3",17286.580000000002,"$ 92,16","$ 8.802,97","$ 8.391,45","$ 0,00","$ 0,00"]
[14017,"Relleno material seleccionado excava (Apiso+Minica","M3",27560.73,"$ 440,00","$ 13.513,84","$ 13.606,89","$ 0,00","$ 0,00"]
[12724,"Relleno material seleccionado excava (Apiso+Retro)","M3",29332.799999999999,"$ 792,00","$ 14.933,91","$ 13.606,89","$ 0,00","$ 0,00"]
[16253,"Relleno Material SeleccionadoExcav(Vibro+Minicarg)","M3",26460.14,"$ 440,00","$ 12.413,25","$ 13.606,89","$ 0,00","$ 0,00"]
[10758,"Relleno mezcla arena de rio + tierra 70%+30% **","M3",233070.78,"$ 125.498,30","$ 14.155,67","$ 26.526,25","$ 66.890,55","$ 0,00"]
[14432,"Relleno mezcla arena de rio+tierra 50%+50% jardi**","M3",157544.76999999999,"$ 93.110,01","$ 9.878,69","$ 8.854,45","$ 45.701,62","$ 0,00"]
[10737,"Relleno mezcla arena rio+tierra 70%+30% sinTierra","M3",244467.04,"$ 100.905,99","$ 14.646,69","$ 29.522,23","$ 99.392,12","$ 0,00"]
[12391,"Relleno Perimetral tronco-tratamiento arbóreo**","UN",922600.2,"$ 645.719,02","$ 4.479,75","$ 89.594,96","$ 182.806,47","$ 0,00"]
[10909,"Relleno rajon  (mecanico) **","M3",176689.01,"$ 91.984,00","$ 3.728,25","$ 7.192,67","$ 44.395,86","$ 29.388,23"]
[16841,"Relleno rajon  (mecanico)LOSA FONDO PISCINAe=0.20","M3",141318.35,"$ 91.954,05","$ 3.485,50","$ 2.337,62","$ 43.541,18","$ 0,00"]
[10697,"Relleno rajon manual (Inc. Compactación Mecanica)","M3",148167.88,"$ 87.753,83","$ 1.171,15","$ 18.883,03","$ 40.359,87","$ 0,00"]
[12089,"Relleno rajon y suavizado con Afirm >15000m3","M3",35617.33,"$ 9.214,60","$ 3.545,12","$ 22.857,61","$ 0,00","$ 0,00"]
[10364,"Relleno rajon y suavizado con Afirmado (Comp.meca)","M3",151834.79999999999,"$ 77.349,30","$ 3.638,27","$ 30.487,36","$ 40.359,87","$ 0,00"]
[12000,"Relleno rajon y suavizado con Afirmado (mecanico)","M3",108205.55,"$ 80.911,45","$ 3.630,88","$ 19.389,82","$ 4.273,40","$ 0,00"]
[10732,"Relleno rajon y suavizado Subbase (manual) **","M3",153777.81,"$ 78.958,00","$ 1.912,96","$ 22.457,01","$ 50.449,84","$ 0,00"]
[10332,"Relleno rajon+base granular estabCemt3% (recebo)**","M3",190964.32,"$ 113.602,00","$ 3.559,97","$ 23.352,51","$ 50.449,84","$ 0,00"]
[11394,"Relleno Recebo Afirmado (Compact-rana)**","M3",83499.67,"$ 14.135,40","$ 2.156,50","$ 15.926,99","$ 51.280,78","$ 0,00"]
[12441,"Relleno Recebo Afirmado (Compact-Vibrocomp.)**","M3",85196.43,"$ 14.135,40","$ 15.588,30","$ 15.920,06","$ 39.552,67","$ 0,00"]
[12396,"Relleno Recebo Base granul (Compact-Pison-Manual)*","M3",121800.06,"$ 61.674,80","$ 0,00","$ 8.844,48","$ 51.280,78","$ 0,00"]
[12149,"Relleno Recebo Base granular (Compact 2.5 Ton) **","M3",129692.5,"$ 62.180,80","$ 0,00","$ 16.230,92","$ 51.280,78","$ 0,00"]
[16741,"Relleno Recebo Base granular (Compact-rana)","M3",133608.43,"$ 62.180,80","$ 4.313,00","$ 15.833,85","$ 51.280,78","$ 0,00"]
[12148,"Relleno Recebo Base granular (Compact-rana)+Trasie","M3",141023.95000000001,"$ 62.259,80","$ 4.456,85","$ 23.026,52","$ 51.280,78","$ 0,00"]
[12110,"Relleno Recebo Subbase gran (Compact-Pison-Man) **","M3",89213.7,"$ 28.946,00","$ 0,00","$ 8.844,48","$ 51.423,22","$ 0,00"]
[12452,"Relleno Recebo Subbase granul (Compt-Vibrocomp.)**","M3",111322.68,"$ 29.452,00","$ 15.588,30","$ 15.001,60","$ 51.280,78","$ 0,00"]
[12109,"Relleno Recebo Subbase granular (Compact-rana)**","M3",98816.27,"$ 29.452,00","$ 2.156,50","$ 15.926,99","$ 51.280,78","$ 0,00"]
[14019,"Relleno Recebo Subbase granular (Comp-rana)+GeoT-1","M3",133142.57999999999,"$ 51.518,59","$ 1.834,20","$ 28.366,57","$ 51.423,22","$ 0,00"]
[15288,"Relleno Recebo Subbase tipo IDRD (Compact-Canguro)","M3",99440.89,"$ 29.452,00","$ 2.781,12","$ 15.926,99","$ 51.280,78","$ 0,00"]
[12500,"Relleno Recebo tipo afirmado tipo IDRD  exten+comp","M3",93852.98,"$ 12.542,57","$ 6.347,79","$ 20.758,69","$ 54.203,94","$ 0,00"]
[11388,"Relleno Subbase Granular compact.con rana+Trasiego","M3",107762.51,"$ 29.517,83","$ 5.090,51","$ 21.920,88","$ 51.233,29","$ 0,00"]
[10138,"Relleno tierra comun seleccionada compactada **","M3",45490.28,"$ 46,08","$ 2.779,43","$ 42.664,76","$ 0,00","$ 0,00"]
[10772,"Relleno y comp.manual material comun sin sumin**","M3",33852.589999999997,"$ 310,00","$ 3.754,68","$ 29.787,91","$ 0,00","$ 0,00"]
[12504,"RellenoReceboCemento 4% compact Base granular **","M3",189035.96,"$ 100.434,00","$ 4.578,44","$ 22.503,32","$ 61.520,20","$ 0,00"]
[12503,"RellenoReceboCemento 4% compact Subbase (recebo)**","M3",157565.96,"$ 68.964,00","$ 4.578,44","$ 22.503,32","$ 61.520,20","$ 0,00"]
[12181,"RELLENOS EN RECEBO CEMENTO CON PIZON**","M3",174343.41,"$ 95.763,60","$ 3.741,90","$ 74.837,91","$ 0,00","$ 0,00"]
[34,"RELLENOS EN TIERRA (CON BULLDOZER+COMPACT)","M3",42311.05,"$ 0,00","$ 0,00","$ 3.138,23","$ 39.172,82","$ 0,00"]
[35,"RELLENOS RECEBO COMUN","M3",82482.98,"$ 12.529,40","$ 1.725,20","$ 16.947,60","$ 51.280,78","$ 0,00"]
[12725,"RELLENOS RECEBO COMUN (Apisonador)","M3",94937.44,"$ 17.684,10","$ 3.828,95","$ 20.956,56","$ 52.467,83","$ 0,00"]
[19138,"RELLENOS RECEBO COMUN (Minic+Motoniv+Vibrocom)","M3",91027.3,"$ 17.697,27","$ 18.472,83","$ 2.389,38","$ 52.467,83","$ 0,00"]
[16833,"RELLENOS RECEBO COMUN CDRC","M3",84631.35,"$ 12.711,42","$ 2.271,25","$ 18.201,72","$ 51.446,96","$ 0,00"]
[11980,"RellenosPista de Dirt Jump - Fontanar **","M3",127328.74,"$ 74.467,75","$ 13.598,56","$ 6.585,02","$ 32.677,41","$ 0,00"]
[11756,"RellenReceboCemento4%compSubbaseAtraque Bordillo**","M3",145104.51999999999,"$ 68.359,00","$ 3.269,16","$ 23.026,52","$ 50.449,84","$ 0,00"]
[11506,"Remate  ladrillo hilada parada patrimonio a=0.30**","ML",168734.66,"$ 59.599,29","$ 191,80","$ 108.943,56","$ 0,00","$ 0,00"]
[15187,"Remate de Muro Lad.Prens.Macizo(PanderetaA=0.37m)","ML",36699.019999999997,"$ 19.645,24","$ 786,00","$ 16.267,79","$ 0,00","$ 0,00"]
[13237,"Remate en caucho palco Estadio-pirlan a=0.15m","ML",19744.27,"$ 4.111,16","$ 744,43","$ 14.888,68","$ 0,00","$ 0,00"]
[10752,"Remate en ladrillo hilada parada  h=0.25 m **","ML",95118.37,"$ 63.455,79","$ 95,90","$ 31.566,67","$ 0,00","$ 0,00"]
[10753,"Remate en ladrillo tipo cremallera **","ML",95118.37,"$ 63.455,79","$ 95,90","$ 31.566,67","$ 0,00","$ 0,00"]
[14699,"Remate Horizontal ladrillo Moore Color Arena e=12","M2",18718.849999999999,"$ 1.017,25","$ 1.035,48","$ 16.666,12","$ 0,00","$ 0,00"]
[11751,"Remate Lateral contra Muro 0.25m Aluzinc","ML",3874.49,"$ 239,60","$ 1.500,59","$ 1.492,59","$ 641,71","$ 0,00"]
[15792,"REMATE SIMPLE Cielo raso PVC  L=2.70 mts","ML",5223.37,"$ 2.854,18","$ 0,00","$ 2.369,19","$ 0,00","$ 0,00"]
[11752,"Remate SuperiorTeja Cumbrera Dos Aguas Aluzinc**","ML",73628.679999999993,"$ 68.747,60","$ 1.728,03","$ 2.511,34","$ 641,71","$ 0,00"]
[153,"REMATES LAD. PRENSADO   STA/FE","ML",27539.07,"$ 18.529,95","$ 0,00","$ 9.009,11","$ 0,00","$ 0,00"]
[420,"REMATES PORCELANA BISELADOS","ML",8181.6,"$ 0,00","$ 0,00","$ 8.181,60","$ 0,00","$ 0,00"]
[13373,"REMOVEDOR PINTURA EN ESMALTE","M2",10321.379999999999,"$ 1.616,20","$ 401,56","$ 8.031,27","$ 272,35","$ 0,00"]
[10770,"Reparacion Andenconcreto  4.2-1 bland **","M2",135836.29999999999,"$ 54.352,90","$ 36.532,93","$ 34.109,68","$ 10.840,79","$ 0,00"]
[12818,"Reparación baranda **","ML",87965.59,"$ 8.088,33","$ 32.833,56","$ 47.043,70","$ 0,00","$ 0,00"]
[12756,"Reparación de losa Inf.Mortero 1:4 e=0.02m y Malla","ML",83425.429999999993,"$ 22.360,17","$ 8.697,91","$ 52.367,36","$ 0,00","$ 0,00"]
[13042,"Reparación de rastrillo Plaza de Toros **","ML",0,"$ 0,00","$ 0,00","$ 0,00","$ 0,00","$ 0,00"]
[11514,"Reparacion de unidades de mamposteria patrimonio**","UN",6480.26,"$ 17,25","$ 676,99","$ 5.667,32","$ 118,71","$ 0,00"]
[12512,"Reparación divots -trozos cesped- (est.atl. UDS)**","UN",17847.32,"$ 882,06","$ 332,65","$ 16.632,61","$ 0,00","$ 0,00"]
[12505,"Reparación divots -trozos cesped- (polo Country)**","UN",17847.32,"$ 882,06","$ 332,65","$ 16.632,61","$ 0,00","$ 0,00"]
[13826,"Reparación escalera Intern en concreto CAMPIN","ML",27934.26,"$ 9.946,55","$ 523,91","$ 17.463,80","$ 0,00","$ 0,00"]
[16164,"REPARACION MURO DRYWALL (INCLUYE PINTURA)","M2",42285.89,"$ 17.409,45","$ 1.184,59","$ 23.691,85","$ 0,00","$ 0,00"]
[16567,"Reparación Plato Twister Biosaludable","UN",63819.47,"$ 0,00","$ 3.039,02","$ 60.780,45","$ 0,00","$ 0,00"]
[12627,"Reparación y Mantenimiento Modulo Juegos Madera**","JGO",215154.06,"$ 0,00","$ 19.559,46","$ 195.594,60","$ 0,00","$ 0,00"]
[15476,"Reparación y modernización de ascensor hidráulico","UN",0,"$ 0,00","$ 0,00","$ 0,00","$ 0,00","$ 0,00"]
[12056,"Reparcheo h=0.30 m","M2",97319.39,"$ 58.702,17","$ 8.112,55","$ 12.913,66","$ 17.591,01","$ 0,00"]
[12057,"Reparcheo h=0.35 m","M2",105503.53,"$ 61.731,90","$ 8.623,26","$ 14.847,17","$ 20.301,20","$ 0,00"]
[12058,"Reparcheo h=0.40 m","M2",113713.28,"$ 64.761,62","$ 9.136,30","$ 16.803,95","$ 23.011,40","$ 0,00"]
[12258,"Rependientado de Superficie**","M2",26429.21,"$ 12.753,83","$ 651,21","$ 13.024,17","$ 0,00","$ 0,00"]
[17768,"Repetidor inalámbrico de 915 MHz (SUMI INST)","UN",59672.36,"$ 0,00","$ 2.350,21","$ 57.322,15","$ 0,00","$ 0,00"]
[15600,"Repique de árboles caídos y ret. ver descripcion t","UN",0,"$ 0,00","$ 0,00","$ 0,00","$ 0,00","$ 0,00"]
[15601,"Repique de árboles caídos y ret. ver descripcion t","UN",0,"$ 0,00","$ 0,00","$ 0,00","$ 0,00","$ 0,00"]
[15602,"Repique de árboles caídos y ret. ver descripcion t","UN",0,"$ 0,00","$ 0,00","$ 0,00","$ 0,00","$ 0,00"]
[15603,"Repique de árboles caídos y ret. ver descripcion t","UN",0,"$ 0,00","$ 0,00","$ 0,00","$ 0,00","$ 0,00"]
[15604,"Repique de árboles caídos y ret. ver descripcion t","UN",0,"$ 0,00","$ 0,00","$ 0,00","$ 0,00","$ 0,00"]
[15605,"Repique de árboles caídos y ret. ver descripcion t","UN",0,"$ 0,00","$ 0,00","$ 0,00","$ 0,00","$ 0,00"]
[15606,"Repique de árboles caídos y ret. ver descripcion t","UN",0,"$ 0,00","$ 0,00","$ 0,00","$ 0,00","$ 0,00"]
[15569,"Repique de árboles caídos. Ver descripción tecnica","UN",0,"$ 0,00","$ 0,00","$ 0,00","$ 0,00","$ 0,00"]
[15570,"Repique de árboles caídos. Ver descripción tecnica","UN",0,"$ 0,00","$ 0,00","$ 0,00","$ 0,00","$ 0,00"]
[15571,"Repique de árboles caídos. Ver descripción tecnica","UN",0,"$ 0,00","$ 0,00","$ 0,00","$ 0,00","$ 0,00"]
[15572,"Repique de árboles caídos. Ver descripción tecnica","UN",0,"$ 0,00","$ 0,00","$ 0,00","$ 0,00","$ 0,00"]
[15573,"Repique de árboles caídos. Ver descripción tecnica","UN",0,"$ 0,00","$ 0,00","$ 0,00","$ 0,00","$ 0,00"]
[15574,"Repique de árboles caídos. Ver descripción tecnica","UN",0,"$ 0,00","$ 0,00","$ 0,00","$ 0,00","$ 0,00"]
[15575,"Repique de árboles caídos. Ver descripción tecnica","UN",0,"$ 0,00","$ 0,00","$ 0,00","$ 0,00","$ 0,00"]
[15576,"Repique de árboles caídos. Ver descripción tecnica","UN",0,"$ 0,00","$ 0,00","$ 0,00","$ 0,00","$ 0,00"]
[15577,"Repique de árboles caídos. Ver descripción tecnica","UN",0,"$ 0,00","$ 0,00","$ 0,00","$ 0,00","$ 0,00"]
[15578,"Repique de árboles caídos. Ver descripción tecnica","UN",0,"$ 0,00","$ 0,00","$ 0,00","$ 0,00","$ 0,00"]
[15579,"Repique de árboles caídos. Ver descripción tecnica","UN",0,"$ 0,00","$ 0,00","$ 0,00","$ 0,00","$ 0,00"]
[15580,"Repique de árboles caídos. Ver descripción tecnica","UN",0,"$ 0,00","$ 0,00","$ 0,00","$ 0,00","$ 0,00"]
[15581,"Repique de árboles caídos. Ver descripción tecnica","UN",0,"$ 0,00","$ 0,00","$ 0,00","$ 0,00","$ 0,00"]
[15582,"Repique de árboles caídos. Ver descripción tecnica","UN",0,"$ 0,00","$ 0,00","$ 0,00","$ 0,00","$ 0,00"]
[18557,"Repisa a Muro M-1850","UN",6179.6,"$ 65,83","$ 119,88","$ 5.993,89","$ 0,00","$ 0,00"]
[17397,"REPISA EN ACERO INOXIDABLE PARA DUCHAS REF. 234996","UN",63676.51,"$ 9.553,90","$ 4.198,23","$ 49.924,38","$ 0,00","$ 0,00"]
[18024,"REPISA EN ACERO INOXIDABLE PARA DUCHAS REF. 234996","UN",58307.46,"$ 5.029,86","$ 3.353,22","$ 49.924,38","$ 0,00","$ 0,00"]
[17417,"Replantación Arbol > a  3mts de Altura(CDRC-Tunal)","UN",170937.08,"$ 25.053,00","$ 13.890,49","$ 86.648,09","$ 45.345,50","$ 0,00"]
[17415,"Replantación Arbol hasta 3mts de Altura(CDRC-Tunal","UN",126952.38,"$ 17.039,51","$ 12.995,83","$ 52.046,36","$ 44.870,68","$ 0,00"]
[17433,"Replante de Arbol","UN",110936.14,"$ 2.135,00","$ 3.202,58","$ 64.051,63","$ 41.546,93","$ 0,00"]
[17446,"Replante de Jardin","M2",76779.149999999994,"$ 9.554,90","$ 849,49","$ 16.989,82","$ 49.384,94","$ 0,00"]
[36,"REPLANTEO","M2",6565.87,"$ 2.976,20","$ 170,94","$ 3.418,73","$ 0,00","$ 0,00"]
[387,"REPLANTEO CANCHAS","M2",1208.26,"$ 39,46","$ 0,00","$ 1.168,80","$ 0,00","$ 0,00"]
[12320,"Replanteo general **","M2",985.09,"$ 663,62","$ 15,31","$ 306,16","$ 0,00","$ 0,00"]
[154,"REPLANTEO INTERIOR","M2",3785.29,"$ 298,52","$ 0,00","$ 3.486,77","$ 0,00","$ 0,00"]
[10974,"Resane: regata, pañete, estuco, vinilo 3 manos**","M2",17755.93,"$ 6.209,45","$ 1.506,90","$ 10.039,59","$ 0,00","$ 0,00"]
[13315,"Resane: regata, pañete, estuco,vinilo3manos Techo*","M2",32086.01,"$ 6.209,45","$ 5.802,90","$ 10.039,59","$ 10.034,08","$ 0,00"]
[12306,"Resane: regata, pañete,Tub. PVC 1/2\" y 3/4\" **","ML",7689.9,"$ 1.324,28","$ 642,70","$ 5.722,91","$ 0,00","$ 0,00"]
[13928,"Resane:regata,pañete,estu,vinilo, ancho prom 0.4m","ML",8347.83,"$ 2.483,77","$ 715,99","$ 5.148,06","$ 0,00","$ 0,00"]
[13929,"Resane:regata,pañete,estu,vinilo, ancho prom 0.7m","ML",15737.04,"$ 4.346,61","$ 1.355,55","$ 10.034,88","$ 0,00","$ 0,00"]
[191,"RESANES GENERALES - PAÑETES/REPELLOS/REVOQUES","M2",10795.77,"$ 3.531,09","$ 0,00","$ 7.264,69","$ 0,00","$ 0,00"]
[12646,"RESANES MUROS CON HUMEDAD Y FISURAS(Interior)","M2",18542.7,"$ 3.155,59","$ 1.364,05","$ 14.023,06","$ 0,00","$ 0,00"]
[15282,"RESEDA DE AROMA  PARA JARDIN(Suministro+Instalaci","M2",66635.06,"$ 43.619,20","$ 1.061,86","$ 21.237,28","$ 716,72","$ 0,00"]
[15479,"Resiembra de césped común","M2",10622.05,"$ 2.946,14","$ 616,17","$ 5.620,16","$ 1.439,60","$ 0,00"]
[17137,"Resina para sello de conectores bimetálicos, marca","UN",0,"$ 0,00","$ 0,00","$ 0,00","$ 0,00","$ 0,00"]
[17732,"Resistencias de 47K  Listadas UL (SUMI INST)","UN",5354.41,"$ 0,00","$ 143,31","$ 5.211,10","$ 0,00","$ 0,00"]
[13920,"Restauración de  Silla CON espaldar para Estadio","UN",2896.94,"$ 0,39","$ 313,85","$ 2.092,63","$ 14,33","$ 475,73"]
[13922,"Restauración de  Silla SIN espaldar para Estadio","UN",1461.8,"$ 0,39","$ 261,80","$ 1.185,27","$ 14,33","$ 0,00"]
[12755,"Restauración de alfagia en concreto***","ML",70898.87,"$ 15.481,03","$ 3.080,77","$ 51.346,14","$ 990,93","$ 0,00"]
[11515,"Restauración mueble de recepción sede IDRD**","UN",0,"$ 0,00","$ 0,00","$ 0,00","$ 0,00","$ 0,00"]
[19165,"RESTRICTOR C900 4\" BELLSERIE 1200 - TUBO PVC x ACC","UN",302238.59000000003,"$ 298.218,17","$ 198,30","$ 3.822,11","$ 0,00","$ 0,00"]
[19163,"RESTRICTOR C900 GRIP  PVC x ACC HD 4\" CEFE COMETAS","UN",285111.67,"$ 248.370,79","$ 1.756,41","$ 34.984,46","$ 0,00","$ 0,00"]
[13427,"RETAL DE MARMOL 30X30 PULIDO","M2",65962.289999999994,"$ 10.970,61","$ 1.904,37","$ 38.087,31","$ 0,00","$ 15.000,00"]
[13436,"RETAL DE MARMOL 30X30 PULIDO NEGR. SAN GIL F.VERDE","M2",65962.289999999994,"$ 10.970,61","$ 1.904,37","$ 38.087,31","$ 0,00","$ 15.000,00"]
[951,"RETAL DE MARMOL BLANCO Import.","M2",97064.89,"$ 28.896,96","$ 2.531,81","$ 50.636,12","$ 0,00","$ 15.000,00"]
[952,"RETAL DE MARMOL GRIS PAYANDE","M2",96033.27,"$ 28.896,96","$ 0,00","$ 52.136,31","$ 0,00","$ 15.000,00"]
[953,"RETAL DE MARMOL IMPORTADOS","M2",100489.57,"$ 32.321,64","$ 2.531,81","$ 50.636,12","$ 0,00","$ 15.000,00"]
[955,"RETAL DE MARMOL NEGRO AZABACHE","M2",172817.35,"$ 100.589,71","$ 2.725,13","$ 54.502,51","$ 0,00","$ 15.000,00"]
[954,"RETAL DE MARMOL ROSADO Nal.","M2",100489.57,"$ 32.321,64","$ 2.531,81","$ 50.636,12","$ 0,00","$ 15.000,00"]
[18461,"RETENDOR MAGNETICO DE INCENDIO","UN",32401.43,"$ 0,00","$ 943,73","$ 31.457,70","$ 0,00","$ 0,00"]
[18493,"RETENEDOR DE PUERTA DE ACCESO","UN",11109.03,"$ 0,00","$ 217,82","$ 10.891,21","$ 0,00","$ 0,00"]
[3033,"RETENIDA TERM POSTE","UN",108966.33,"$ 19.791,65","$ 5.747,00","$ 83.427,68","$ 0,00","$ 0,00"]
[16276,"Retiro  Instalaciones Electricas Fuera de Servicio","UN",1029231.8,"$ 0,00","$ 17.370,35","$ 868.517,45","$ 143.344,00","$ 0,00"]
[11900,"Retiro 600 m línea aérea MT y retiro 10 postes 12m","UN",3756701.03,"$ 0,00","$ 1.962.527,37","$ 1.794.173,66","$ 0,00","$ 0,00"]
[13863,"Retiro Apuntalamiento con cerh y camill existent**","M2",5395.36,"$ 16,46","$ 29,97","$ 4.636,70","$ 712,23","$ 0,00"]
[13228,"Retiro de Gancho H=17m **","UN",1823.33,"$ 0,00","$ 70,13","$ 1.753,20","$ 0,00","$ 0,00"]
[11393,"Retiro de tubería existente(cargue retiro esc.)**","ML",11782.77,"$ 52,66","$ 514,25","$ 8.366,92","$ 2.848,93","$ 0,00"]
[16662,"Retiro Peliculas seguridad Fachada y Limpie vidrio","M2",14634.54,"$ 498,17","$ 1.893,38","$ 12.171,78","$ 71,22","$ 0,00"]
[19254,"RETIRO SOBR TIERRA (Cargue con Vale) CDRC Cometas","M3",52695.97,"$ 0,00","$ 6.413,10","$ 0,00","$ 46.282,87","$ 0,00"]
[37,"Retiro sobrantes de Tierra cargue manual  +transp","M3",63879.71,"$ 0,00","$ 184,09","$ 12.272,40","$ 51.423,22","$ 0,00"]
[13021,"RETIRO SOBRANTES TIERRA (CON MINCARGADOR Y VOLQ.)","M3",52695.97,"$ 0,00","$ 6.413,10","$ 0,00","$ 46.282,87","$ 0,00"]
[10949,"Retiro tuberia existente***","ML",29210.32,"$ 131,66","$ 1.613,04","$ 27.465,62","$ 0,00","$ 0,00"]
[11089,"Retiro tuberia Galvanizada existente***","ML",31767.7,"$ 65,83","$ 1.623,78","$ 30.078,09","$ 0,00","$ 0,00"]
[13296,"Retiro,limpieza, reinstalac. rejilla titan Carcamo","UN",7759.2,"$ 13,17","$ 725,99","$ 7.020,05","$ 0,00","$ 0,00"]
[17420,"Reubicación de Arbol < a 10mts de Altura(CDRC-Tuna","UN",115884.87,"$ 25.108,73","$ 12.837,87","$ 34.017,23","$ 43.921,04","$ 0,00"]
[507,"REVENTILACION 3\" PVC","ML",28073.42,"$ 16.969,82","$ 0,00","$ 11.103,60","$ 0,00","$ 0,00"]
[14434,"Revestim asfalto Espejo agua  (Sum+Inst)*","M2",46247.01,"$ 14.677,70","$ 1.960,89","$ 29.317,82","$ 290,59","$ 0,00"]
[12189,"Revestim.e=0.10mPara gaviones2500psi+Malla Electro","M2",134529.71,"$ 55.505,77","$ 1.530,96","$ 73.566,74","$ 3.926,26","$ 0,00"]
[14767,"Revestimien muros front y later.Mez 1:1cancha+anda","M2",87429.11,"$ 35.734,09","$ 5.895,88","$ 45.799,14","$ 0,00","$ 0,00"]
[15469,"Revestimient Skate\"J\" 3000psi+Malla5.5mm@15 e=10cm","M2",116934.75,"$ 104.878,23","$ 604,22","$ 11.452,30","$ 0,00","$ 0,00"]
[11812,"Revestimient Skate\"J\" 3000psi+Malla5.5mm@15 e=5cm","M2",84566.62,"$ 72.510,10","$ 604,22","$ 11.452,30","$ 0,00","$ 0,00"]
[15911,"Revestimient Skate\"J\" 3000psi+Malla6.5mm@15 e=10cm","M2",123734.22,"$ 111.677,70","$ 604,22","$ 11.452,30","$ 0,00","$ 0,00"]
[16243,"Revestimient Skate\"J\" MR-36+Malla5.5mm@15 e=15cm","M2",110571.52,"$ 98.515,00","$ 604,22","$ 11.452,30","$ 0,00","$ 0,00"]
[14555,"Revestimiento muros frontales y later. cancha Squa","M2",73719.759999999995,"$ 22.871,73","$ 5.855,54","$ 44.992,49","$ 0,00","$ 0,00"]
[17265,"REVESTIMIENTO VINILICO PARA SUPERFICIES DE ALTA RE","M2",211231.83,"$ 202.385,45","$ 474,63","$ 8.300,09","$ 71,67","$ 0,00"]
[10581,"Revision, Inspeccion e instalación de Control de iluminación a cabina central - Estadio El Campin","UN",9845785.9900000002,"$ 0,00","$ 0,00","$ 9.845.785,99","$ 0,00","$ 0,00"]
[13743,"Riego de liga (CRR-1)Inc. Sum+inst+transp","M2",3080.49,"$ 2.800,33","$ 5,49","$ 274,67","$ 0,00","$ 0,00"]
[10570,"Riego de mantenimiento empradización","M2",1439.8,"$ 1.100,00","$ 0,00","$ 339,80","$ 0,00","$ 0,00"]
[10050,"RiegoSubterran para arbolesd=3''h=1.5barrenManua**","UN",119936.82,"$ 7.937,63","$ 4.419,23","$ 87.425,56","$ 20.154,40","$ 0,00"]
[13291,"Rinconera/Esquinera Prefabricada (Sum+ instalac)","UN",21681.09,"$ 3.260,69","$ 349,94","$ 17.497,08","$ 573,38","$ 0,00"]
[14470,"Ring para Boxeo Col Gim Sur - Suministro e Instala","??",255439.01,"$ 0,00","$ 0,00","$ 0,00","$ 255.439,01","$ 0,00"]
[18266,"Roble Australiano/Grevillea Robusta","UN",254527.96,"$ 125.947,84","$ 0,00","$ 82.128,00","$ 46.452,12","$ 0,00"]
[12212,"Roceria y desmalezado de lote**","M2",997.96,"$ 0,00","$ 56,49","$ 941,47","$ 0,00","$ 0,00"]
[17253,"ROCIADOR  TIPO PENDENT K=11,2  - QR CROMADO","UN",1801.14,"$ 1.200,75","$ 11,77","$ 588,62","$ 0,00","$ 0,00"]
[17255,"ROCIADOR  TIPO UPRIGHT K=11,2  - QR CROMADO","UN",1953.51,"$ 1.300,14","$ 12,81","$ 640,56","$ 0,00","$ 0,00"]
[14959,"ROCIADOR AUTOMÁT.CLASIFIC. DETEMPERAT.CROMAD.5,6K","UN",36477.74,"$ 0,00","$ 1.737,04","$ 34.740,70","$ 0,00","$ 0,00"]
[18642,"ROCIADOR ESFR K=14 (PISCINAS)","UN",7040.82,"$ 5.797,00","$ 59,23","$ 1.184,59","$ 0,00","$ 0,00"]
[18858,"ROCIADOR ESFR K=22.5","UN",7040.82,"$ 5.797,00","$ 59,23","$ 1.184,59","$ 0,00","$ 0,00"]
[16356,"ROCIADOR TIPO PENDENT QR K=5,6 Stock emergencia","UN",36756.019999999997,"$ 27.667,00","$ 432,81","$ 8.656,21","$ 0,00","$ 0,00"]
[16354,"ROCIADOR TIPO PENDENTQR K=5,6 RESP RAPIDA Cromado","UN",36756.019999999997,"$ 27.667,00","$ 432,81","$ 8.656,21","$ 0,00","$ 0,00"]
[16355,"ROCIADOR TIPO UP RIGHT QR K=5,6 RESP RAPIDA Cromad","UN",36600.019999999997,"$ 27.511,00","$ 432,81","$ 8.656,21","$ 0,00","$ 0,00"]
[16357,"ROCIADOR TIPO UP RIGHT QR K=5,6 Stok emergencia","UN",36600.019999999997,"$ 27.511,00","$ 432,81","$ 8.656,21","$ 0,00","$ 0,00"]
[12416,"Rodadero Corto acero(Suministro) -STPM**","UN",1130916,"$ 1.130.916,00","$ 0,00","$ 0,00","$ 0,00","$ 0,00"]
[14621,"RODADERO CORTO EN ACERO (SUM + INST)","UN",1254929.46,"$ 1.147.021,80","$ 6.134,87","$ 91.347,13","$ 10.425,66","$ 0,00"]
[14789,"RODADERO CORTO EN ACERO(DESM+SUM+INST)","UN",1333127.47,"$ 1.158.553,37","$ 25.741,51","$ 129.212,76","$ 19.619,83","$ 0,00"]
[10503,"Rodadero largo acero(Instalación) **","UN",126664.05,"$ 25.344,72","$ 5.367,80","$ 85.525,87","$ 10.425,66","$ 0,00"]
[14207,"Rodadero Largo acero(Suministro) -STPM**","UN",2023744,"$ 2.023.744,00","$ 0,00","$ 0,00","$ 0,00","$ 0,00"]
[12963,"Rodadero largo en acero (desm.) STPM **","UN",75810.990000000005,"$ 20.947,03","$ 15.648,09","$ 30.021,70","$ 9.194,17","$ 0,00"]
[14649,"RODADERO LARGO EN ACERO (SUM + INST)","UN",2150408.0499999998,"$ 2.049.088,72","$ 5.367,80","$ 85.525,87","$ 10.425,66","$ 0,00"]
[14818,"RODADERO LARGO EN ACERO(DESM+SUM+INST)","UN",2226219.04,"$ 2.070.035,75","$ 21.015,89","$ 115.547,57","$ 19.619,83","$ 0,00"]
[11698,"Rodadura asfaltica IDRD e=0.04 compactado  **","M2",50829.89,"$ 31.550,80","$ 2.819,32","$ 8.981,32","$ 7.478,45","$ 0,00"]
[11157,"Rodadura asfaltica IDRD e=0.05 compactado  **","M2",57853.440000000002,"$ 38.574,35","$ 2.819,32","$ 8.981,32","$ 7.478,45","$ 0,00"]
[13886,"Rodadura asfaltica MDC-2 compactado **","M3",825007.94,"$ 678.736,51","$ 31.524,87","$ 43.523,26","$ 71.223,30","$ 0,00"]
[12323,"Rodadura asfaltica MDC-2 e=5cm compactado **","M2",46759.87,"$ 31.281,34","$ 2.721,80","$ 3.687,63","$ 9.069,10","$ 0,00"]
[12085,"Rodadura asfaltica R-1350 e=0.03 compactado  **","M2",44850.76,"$ 24.527,25","$ 3.863,74","$ 8.981,32","$ 7.478,45","$ 0,00"]
[12814,"Rodadura asfaltica R-IDRD e=0.05 granul especial**","M2",62651.6,"$ 38.574,35","$ 4.206,71","$ 10.801,43","$ 9.069,10","$ 0,00"]
[16634,"Rodaduraasfaltica IDRD e=0.05compac+finisherPistaA","M2",58253.34,"$ 40.492,27","$ 2.747,03","$ 7.535,59","$ 7.478,45","$ 0,00"]
[18327,"Romero Rosmarinus Officinalis  Sobre Cubierta verd","M2",138945.10999999999,"$ 90.851,74","$ 2.393,65","$ 43.013,00","$ 2.686,73","$ 0,00"]
[18271,"Romero Rosmarinus Officinalis  Taludes Exteriores","M2",3409.01,"$ 1.107,26","$ 72,87","$ 1.457,46","$ 771,42","$ 0,00"]
[13205,"Roseta **","UN",8977.41,"$ 2.359,00","$ 0,00","$ 5.471,66","$ 1.146,75","$ 0,00"]
[13402,"Roseta + Bombillo Ahorrador **","UN",13828.66,"$ 8.357,00","$ 0,00","$ 5.471,66","$ 0,00","$ 0,00"]
[12449,"Rotovator o motocultivador + ayudante **","HR",84594,"$ 0,00","$ 77.289,00","$ 7.305,00","$ 0,00","$ 0,00"]
[18444,"RPODB DX WH G2 - BOTONERA  DE PARED","UN",38877.769999999997,"$ 12.752,00","$ 677,44","$ 22.581,45","$ 2.866,88","$ 0,00"]
[18442,"RPP20 DS 24V G2  - POWER PACK","UN",78092.77,"$ 12.752,00","$ 13.836,91","$ 48.636,98","$ 2.866,88","$ 0,00"]
[14726,"RUEDA GIRATORIA CARRUSEL   (SUM + INST)","UN",3862689.42,"$ 3.511.759,29","$ 76.990,48","$ 100.805,37","$ 173.134,28","$ 0,00"]
[12945,"Rueda Giratoria Carrusel- (Desmonte) STPM**","UN",236893.77,"$ 0,00","$ 53.498,98","$ 26.703,53","$ 156.691,26","$ 0,00"]
[12946,"Rueda Giratoria Carrusel (Instalación )\"***","UN",491415.84,"$ 175.756,68","$ 76.816,45","$ 72.563,67","$ 166.279,04","$ 0,00"]
[14228,"Rueda Giratoria Carrusel Sencilla (Suminist+Inst)","UN",3371273.58,"$ 3.336.002,61","$ 174,03","$ 28.241,70","$ 6.855,24","$ 0,00"]
[14883,"RUEDA GIRATORIA CARRUSEL(DESM+SUM+INST)","UN",4099583.19,"$ 3.511.759,29","$ 130.489,46","$ 127.508,90","$ 329.825,54","$ 0,00"]
[192,"RUSTICO MUROS 1:5","M2",16398.689999999999,"$ 5.929,12","$ 0,00","$ 10.469,57","$ 0,00","$ 0,00"]
[15097,"RUSTICO MUROS 1:5  con malla de gallinero","M2",41799.839999999997,"$ 20.556,37","$ 10.773,90","$ 10.469,57","$ 0,00","$ 0,00"]
[193,"RUSTICO PLACAS 1:4","M2",23050.11,"$ 8.546,06","$ 0,00","$ 14.504,05","$ 0,00","$ 0,00"]
[194,"RUSTICO PLACAS 1:5","M2",20898.2,"$ 6.394,15","$ 0,00","$ 14.504,05","$ 0,00","$ 0,00"]
[15832,"Ruta de vida Barra Flexion Pecho Esta.06 (Sum+Ins)","UN",881055.95,"$ 822.365,57","$ 3.260,95","$ 51.704,11","$ 3.725,33","$ 0,00"]
[16040,"Ruta de vida Barra Salto Esta.04(Sum+Inst)","UN",338933.85,"$ 162.862,71","$ 9.782,85","$ 155.112,33","$ 11.175,99","$ 0,00"]
[15830,"Ruta de vida Estira Muslos Gemelos Esta.02(Sim+Ins","UN",945062.95,"$ 886.372,57","$ 3.260,95","$ 51.704,11","$ 3.725,33","$ 0,00"]
[15833,"Ruta de vida Poste Abdomen Gluteos Esta12 (Sum+In)","UN",732244.07,"$ 671.175,95","$ 3.405,37","$ 52.611,81","$ 5.050,94","$ 0,00"]
[15835,"Ruta de vida Tubos para Brinco Esta08 (Sum+In)","UN",793648.75,"$ 768.287,57","$ 675,74","$ 20.960,12","$ 3.725,33","$ 0,00"]
[10784,"Ruta vida asf e=0.05R-1350 4.3-A blando geoPAV**","M2",94441.58,"$ 17.016,98","$ 58.623,91","$ 7.959,90","$ 10.840,79","$ 0,00"]
[11329,"Ruta vida asf e=0.05R-1350geot.(Fontanar)**","M2",204077.5,"$ 86.231,41","$ 61.988,24","$ 16.213,17","$ 39.644,70","$ 0,00"]
[10382,"Ruta vida asfalto e=0.05R-1350 5.4-A blando LAFAYE","M2",145265.13,"$ 61.981,90","$ 29.433,30","$ 11.925,66","$ 41.924,27","$ 0,00"]
[16937,"S.S. PARA LAVAMANOS PVC-S  2\"","UN",83974.49,"$ 30.749,20","$ 2.534,54","$ 50.690,75","$ 0,00","$ 0,00"]
[16948,"S.S. PARA LAVAPLATOS PVC-S 2\"","UN",64457.67,"$ 20.216,03","$ 0,00","$ 44.241,64","$ 0,00","$ 0,00"]
[16960,"S.S. PARA PUNTO PVC-S 3\"","UN",93610.87,"$ 41.853,33","$ 1.014,85","$ 50.742,69","$ 0,00","$ 0,00"]
[16954,"S.S. PARA SANITARIO PVC-S 4\"","UN",104718.52,"$ 52.890,34","$ 1.016,24","$ 50.811,94","$ 0,00","$ 0,00"]
[18770,"S.S. SIFON DE PISO PP DESAGUES 4\"","UN",334239.89,"$ 317.879,66","$ 779,06","$ 15.581,17","$ 0,00","$ 0,00"]
[16950,"S.S. SIFON DE PISO PVC-S 2\"","UN",59250.8,"$ 19.924,56","$ 1.145,42","$ 38.180,81","$ 0,00","$ 0,00"]
[16951,"S.S. SIFON DE PISO PVC-S 3\"","UN",85957.58,"$ 46.631,34","$ 1.145,42","$ 38.180,81","$ 0,00","$ 0,00"]
[16958,"S.S. SIFON DE PISO PVC-S 4\"","UN",116670.79,"$ 72.091,32","$ 1.298,43","$ 43.281,04","$ 0,00","$ 0,00"]
[18843,"S/In Grupo Electrog de 800 KVA/60Hz/1800rpm/220V","UN",32840428.489999998,"$ 0,00","$ 183.496,47","$ 32.192.362,32","$ 464.569,70","$ 0,00"]
[18853,"S/In Transfer automática (2000 Amp, 762 KVA,609KW","UN",2042280.41,"$ 0,00","$ 21.591,08","$ 1.927.775,39","$ 92.913,94","$ 0,00"]
[18852,"S/In Transfer automática (315 Amp. 120 KVA,96KW","UN",2042280.41,"$ 0,00","$ 21.591,08","$ 1.927.775,39","$ 92.913,94","$ 0,00"]
[18839,"S/Ins celda protecc seccionador operac B/Car SF6","UN",10883205.539999999,"$ 0,00","$ 61.156,07","$ 10.729.135,53","$ 92.913,94","$ 0,00"]
[18822,"S/Ins CeldaProtec Transformador seco","UN",9999921.0299999993,"$ 0,00","$ 60.744,25","$ 9.797.460,02","$ 141.716,76","$ 0,00"]
[18833,"S/Inst.Celda de medida en SM6-GBC B","UN",10978803.6,"$ 0,00","$ 61.184,32","$ 10.734.091,25","$ 183.528,03","$ 0,00"]
[18827,"S/Inst.celda ent y/o salid con secc oper baj carga","UN",10886884.25,"$ 0,00","$ 64.374,81","$ 10.729.135,53","$ 93.373,91","$ 0,00"]
[11170,"Sacos de arena( reductor de energia) **","M3",154457.69,"$ 116.227,63","$ 2.271,28","$ 35.958,78","$ 0,00","$ 0,00"]
[661,"SAFE ALCOBA 141 CLASIC ALUM. SATINADA","UN",38864.199999999997,"$ 28.345,00","$ 0,00","$ 10.519,20","$ 0,00","$ 0,00"]
[662,"SAFE BA¥O 152 CLASIC ALUMINIO SATINADO","UN",10519.2,"$ 0,00","$ 0,00","$ 10.519,20","$ 0,00","$ 0,00"]
[663,"SAFE CLOSET 145 ALUMINIO SATINADO","UN",10519.2,"$ 0,00","$ 0,00","$ 10.519,20","$ 0,00","$ 0,00"]
[665,"SAFE ENTRADA   142A ALUMINIO SATINADO","UN",10519.2,"$ 0,00","$ 0,00","$ 10.519,20","$ 0,00","$ 0,00"]
[667,"SAFE SOBREPONER ALUMINIO SATINADO","UN",10519.2,"$ 0,00","$ 0,00","$ 10.519,20","$ 0,00","$ 0,00"]
[668,"SAFE TERRAZA 149 CLASICA ALUMINIO SATINADO","UN",10519.2,"$ 0,00","$ 0,00","$ 10.519,20","$ 0,00","$ 0,00"]
[10125,"Salado superficiall de concreto   **","M2",24248.22,"$ 2.513,76","$ 1.034,97","$ 20.699,49","$ 0,00","$ 0,00"]
[11731,"SALID.ALUMB.LAMPARA2#10+1#12PVC1\"L=18M (Fonta","UN",189905.53,"$ 120.771,23","$ 1.980,22","$ 66.007,33","$ 1.146,75","$ 0,00"]
[11732,"SALID.ALUMB.PISCINA3#6+1#8+1#12EMT11/2\"15M (Font","UN",1079188.3799999999,"$ 939.185,83","$ 486,85","$ 139.100,00","$ 415,70","$ 0,00"]
[11733,"SALID.ALUMB.PIST.BOXEO2#12+1#12EMT3/4\"(Fontanar)**","UN",89429.13,"$ 62.245,89","$ 213,14","$ 25.680,00","$ 1.290,10","$ 0,00"]
[11734,"SALID.ALUMB.SUBMAR.PISC.3#10+1#12+1#12(Fontanar)**","UN",548245.78,"$ 382.730,10","$ 4.815,00","$ 160.500,00","$ 200,68","$ 0,00"]
[11729,"SALID.LAMPARA PISO3#8+1#10+1#12Cu-PVC1\" (Fonta","UN",223301.07,"$ 154.166,77","$ 1.980,22","$ 66.007,33","$ 1.146,75","$ 0,00"]
[11730,"SALID.REFLECTOR3#6+1#8+1#12Cu-PVC1/2\" (Fonta","UN",1047676.1,"$ 991.424,35","$ 1.605,00","$ 53.500,00","$ 1.146,75","$ 0,00"]
[11739,"SALID.TOMA NORMAL2#12+1#12Cu-EMT1/2\"","UN",101493.8,"$ 74.871,39","$ 770,40","$ 25.680,00","$ 172,01","$ 0,00"]
[886,"SALIDA  BOMBA TRIFASICA PVC","UN",222748.15,"$ 82.758,75","$ 6.666,16","$ 133.323,24","$ 0,00","$ 0,00"]
[15429,"SALIDA  ELECTRICA PARA FAROL JARDIN","UN",39191.22,"$ 21.299,76","$ 521,11","$ 17.370,35","$ 0,00","$ 0,00"]
[10465,"SALIDA  PARA INTERRUPTOR SENCILLO TUBO PVC-3/4\"+ CABLE HFFRLS (CEFE COMETAS)Sum+inst","UN",85917.59,"$ 49.439,85","$ 1.737,04","$ 34.740,70","$ 0,00","$ 0,00"]
[887,"SALIDA  VENTILADOR PVC","UN",83003.73,"$ 37.406,57","$ 2.171,29","$ 43.425,87","$ 0,00","$ 0,00"]
[9001,"SALIDA 2#10 + 1#12 - 3/4\" EMT Fontanar**","UN",0,"$ 0,00","$ 0,00","$ 0,00","$ 0,00","$ 0,00"]
[11934,"SALIDA 2#10 + 1#12 - 3/4\" EMT Fontanar**","UN",0,"$ 0,00","$ 0,00","$ 0,00","$ 0,00","$ 0,00"]
[11951,"SALIDA 2#10 + 1#12 - 3/4\" EMT Fontanar**","UN",286572.99,"$ 236.108,65","$ 3.738,10","$ 46.726,24","$ 0,00","$ 0,00"]
[19008,"SALIDA AVISO LUMINOSO SAL EMERGEN CEFE COMETAS","UN",178012,"$ 128.767,06","$ 2.345,00","$ 46.899,94","$ 0,00","$ 0,00"]
[11525,"SALIDA BALA HALOGENA**","UN",168544.14,"$ 102.536,81","$ 0,00","$ 66.007,33","$ 0,00","$ 0,00"]
[541,"SALIDA BIFASICA C.N.","UN",115244.51,"$ 60.527,91","$ 2.605,55","$ 52.111,05","$ 0,00","$ 0,00"]
[14504,"SALIDA BIFASICA PARA BOMBAS (GIMN-DEL SUR)","UN",85779.97,"$ 41.763,75","$ 2.023,66","$ 40.473,13","$ 1.519,43","$ 0,00"]
[14505,"SALIDA BIFASICA PARA ILUMINACIÓN (GIMN-SUR)","UN",87687.55,"$ 43.671,33","$ 2.023,66","$ 40.473,13","$ 1.519,43","$ 0,00"]
[542,"SALIDA BIFASICA PVC.","UN",115244.51,"$ 60.527,91","$ 2.605,55","$ 52.111,05","$ 0,00","$ 0,00"]
[17422,"SALIDA CIRCUITO EXCL TOMACORRIENTE  SECA MANOS","UN",230630.22,"$ 148.555,32","$ 3.908,33","$ 78.166,57","$ 0,00","$ 0,00"]
[811,"SALIDA CITOFONO PVC","UN",76972.320000000007,"$ 22.255,72","$ 2.605,55","$ 52.111,05","$ 0,00","$ 0,00"]
[18823,"SALIDA CON LUMINARIA BLOCO LED DE SCHREDER INDIREC","UN",92206.43,"$ 52.922,08","$ 2.416,65","$ 32.222,00","$ 4.645,70","$ 0,00"]
[18811,"SALIDA CON LUMINARIA SYLVANIA LED EMERG R3 2X1 W","UN",92206.43,"$ 52.922,08","$ 2.416,65","$ 32.222,00","$ 4.645,70","$ 0,00"]
[18818,"SALIDA CON LUMINARIA SYLVANIA LED HIGH BAY 200 W","UN",88365.06,"$ 51.665,08","$ 1.611,10","$ 32.222,00","$ 2.866,88","$ 0,00"]
[18820,"SALIDA CON LUMINARIA SYLVANIA LED HIGH BAY 400 W","UN",96852.12,"$ 52.922,08","$ 2.416,65","$ 32.222,00","$ 9.291,39","$ 0,00"]
[18816,"SALIDA CON LUMINARIA SYLVANIA LED REFL SYLVEO 300","UN",96852.12,"$ 52.922,08","$ 2.416,65","$ 32.222,00","$ 9.291,39","$ 0,00"]
[18800,"SALIDA CON LUMINARIA SYLVANIA PANEL LED LINEAL ECO","UN",92206.43,"$ 52.922,08","$ 2.416,65","$ 32.222,00","$ 4.645,70","$ 0,00"]
[18796,"SALIDA CON LUMINARIA SYLVANIA PANEL LED RD 24 W","UN",92227.36,"$ 52.943,01","$ 2.416,65","$ 32.222,00","$ 4.645,70","$ 0,00"]
[18798,"SALIDA CON LUMINARIA SYLVANIA PANEL LED SQ 45","UN",92227.36,"$ 52.943,01","$ 2.416,65","$ 32.222,00","$ 4.645,70","$ 0,00"]
[478,"SALIDA DE VOZ Y DATOS","UN",64265.97,"$ 29.612,13","$ 1.650,18","$ 33.003,66","$ 0,00","$ 0,00"]
[11292,"SALIDA DE VOZ Y DATOS (DOBLE)","UN",77654.27,"$ 37.528,76","$ 1.910,74","$ 38.214,77","$ 0,00","$ 0,00"]
[14443,"SALIDA DOBLE RJ-45(TUB+ACC+JACK+CAJA+MARQUILL+FACE","UN",134839.91,"$ 99.426,36","$ 2.903,53","$ 24.196,07","$ 8.313,95","$ 0,00"]
[11728,"SALIDA EL.CARCAMO 2x10+1x12 AWGTub.3/4\" EMT(Fontan","UN",117114.1,"$ 48.783,21","$ 1.320,15","$ 66.007,33","$ 1.003,41","$ 0,00"]
[11727,"SALIDA ELECT. 2x12+1x12 AWGTub.1/2\" EMT(Fontanar)","UN",131501.94,"$ 63.171,05","$ 1.320,15","$ 66.007,33","$ 1.003,41","$ 0,00"]
[18825,"SALIDA ELÉCTRICA 1 NO. 10 FASES 1 NO. 10 NEUTRO 1","ML",16309.05,"$ 4.399,50","$ 506,78","$ 6.757,07","$ 4.645,70","$ 0,00"]
[15632,"Salida en tubería EMT 3/4\" para sensor de detección de incendios","UN",78619.039999999994,"$ 71.323,49","$ 347,41","$ 6.948,14","$ 0,00","$ 0,00"]
[882,"SALIDA FOTOCELDA PVC","UN",77736.98,"$ 35.787,59","$ 1.997,59","$ 39.951,80","$ 0,00","$ 0,00"]
[12214,"Salida HDMI para proyectores CDRC Cometas","UN",439720.02,"$ 330.286,83","$ 5.211,10","$ 104.222,09","$ 0,00","$ 0,00"]
[16524,"SALIDA ILUMINACIÓN+TUBO EMT+CableHFFR+CAJA","UN",171818.2,"$ 123.511,26","$ 1.407,00","$ 46.899,94","$ 0,00","$ 0,00"]
[19016,"SALIDA INTERRUPTOR CONMUTABLE DOBLE CEFE COMETAS","UN",111325.13,"$ 62.080,19","$ 2.345,00","$ 46.899,94","$ 0,00","$ 0,00"]
[16786,"Salida Interruptor Sencillo tubo PVC(Inc Interr.sencillo luz piloto+Cable+Caja)Cefe Cometas-Sum+inst","UN",85806.7,"$ 49.328,96","$ 1.737,04","$ 34.740,70","$ 0,00","$ 0,00"]
[13783,"SALIDA LAMP1000WTUBR EMT 1\" 2 CABL No.8   altura","UN",451966.23,"$ 353.698,05","$ 2.699,35","$ 89.978,41","$ 5.590,42","$ 0,00"]
[11716,"SALIDA LAMPARA 1X100**","UN",141227.53,"$ 71.919,83","$ 3.300,37","$ 66.007,33","$ 0,00","$ 0,00"]
[14906,"SALIDA LAMPARA FLUORES+TUBO CONDUIT+ALAMB+CAJA EMT","UN",145757.89000000001,"$ 97.450,95","$ 1.407,00","$ 46.899,94","$ 0,00","$ 0,00"]
[11225,"SALIDA LAMPARA FLUORESCENTE 2X32**  EMT","UN",127742.83,"$ 58.435,13","$ 3.300,37","$ 66.007,33","$ 0,00","$ 0,00"]
[12771,"SALIDA LUMINARIA  EMT3/4\"+Alambre12AWG**","UN",118635.27,"$ 58.866,51","$ 2.846,13","$ 56.922,63","$ 0,00","$ 0,00"]
[11224,"SALIDA LUMINARIA FLUORESCENTE 60X60**","UN",154637.74,"$ 88.630,41","$ 0,00","$ 66.007,33","$ 0,00","$ 0,00"]
[18847,"SALIDA LUMINARIA LED MODULLOM 2 SCH REDER","UN",4965500.3,"$ 4.817.071,53","$ 10.031,38","$ 133.751,69","$ 4.645,70","$ 0,00"]
[11539,"SALIDA LUMINARIA PISO 250 W  SODIO**","UN",241136.46,"$ 169.918,03","$ 0,00","$ 71.218,43","$ 0,00","$ 0,00"]
[17079,"Salida luminaria piso 3N12 (PVC 3/4\")","UN",75700.460000000006,"$ 27.393,52","$ 1.407,00","$ 46.899,94","$ 0,00","$ 0,00"]
[11538,"SALIDA LUMINARIA PISO 70 W METAL HALIDE**","UN",263539.36,"$ 197.532,03","$ 0,00","$ 66.007,33","$ 0,00","$ 0,00"]
[17067,"Salida luminaria techo 3N12 (EMT 3/4\")","UN",157695.14000000001,"$ 114.885,83","$ 833,78","$ 41.688,84","$ 286,69","$ 0,00"]
[16817,"Salida LuminariaPiso(CR-Tunal)Tub+Cab+Caja+Acc.","UN",76934.559999999998,"$ 27.689,62","$ 2.345,00","$ 46.899,94","$ 0,00","$ 0,00"]
[16780,"SALIDA LUMINARIAS  EMT3/4\"+CableN°12 ; 4/0 y 3x18","UN",187410.47,"$ 134.257,20","$ 1.042,22","$ 52.111,05","$ 0,00","$ 0,00"]
[16814,"Salida LuminariaTecho(CR-Tunal)Tub+Cab+Caja+Acc","UN",107815.45,"$ 65.292,83","$ 833,78","$ 41.688,84","$ 0,00","$ 0,00"]
[11738,"SALIDA MONOF.CARCAMOTUB.1/2\"EMT-IP4TOM+CLAV.(Font","UN",171304.67,"$ 144.867,39","$ 513,60","$ 25.680,00","$ 243,68","$ 0,00"]
[543,"SALIDA MONOFASICA  ROSETA","UN",82101.81,"$ 45.624,08","$ 0,00","$ 36.477,73","$ 0,00","$ 0,00"]
[13135,"SALIDA MONOFASICA 5.25m para ilumin. PVC **","UN",113545.85,"$ 49.160,73","$ 4.238,36","$ 52.979,56","$ 7.167,20","$ 0,00"]
[13132,"SALIDA MONOFASICA 5m PVC **","UN",143200.15,"$ 62.821,93","$ 4.238,36","$ 52.979,56","$ 0,00","$ 23.160,30"]
[544,"SALIDA MONOFASICA CONMUT.CN","UN",109045.68,"$ 72.567,95","$ 0,00","$ 36.477,73","$ 0,00","$ 0,00"]
[545,"SALIDA MONOFASICA CONMUT.PVC","UN",109045.68,"$ 72.567,95","$ 0,00","$ 36.477,73","$ 0,00","$ 0,00"]
[546,"SALIDA MONOFASICA PVC","UN",82101.81,"$ 45.624,08","$ 0,00","$ 36.477,73","$ 0,00","$ 0,00"]
[14911,"SALIDA PARA APLIQUE+TUBO CONDUIT+ALAMB+CAJA EMT","UN",164135.06,"$ 115.828,12","$ 1.407,00","$ 46.899,94","$ 0,00","$ 0,00"]
[17394,"SALIDA PARA AVISO EN LOCALES   EMT 3/4\"","UN",192731.13,"$ 101.536,79","$ 4.342,59","$ 86.851,75","$ 0,00","$ 0,00"]
[547,"SALIDA PARA BOTON TIMBRE CN","UN",89937.97,"$ 53.460,24","$ 0,00","$ 36.477,73","$ 0,00","$ 0,00"]
[548,"SALIDA PARA BOTON TIMBRE PVC","UN",67768.27,"$ 31.290,54","$ 0,00","$ 36.477,73","$ 0,00","$ 0,00"]
[13410,"SALIDA PARA CELDA ELECT.(TUBO 1/2\"COND.+CAJA 5.800","UN",55374.54,"$ 14.513,52","$ 761,85","$ 38.092,35","$ 2.006,82","$ 0,00"]
[14938,"SALIDA PARA FLOTADOR(Cable+Tubo+union+Boquill+Caja","UN",142867.51999999999,"$ 96.349,72","$ 1.354,89","$ 45.162,91","$ 0,00","$ 0,00"]
[14241,"SALIDA PARA ILUMINACION+caja+cable","UN",92931.79,"$ 40.039,08","$ 2.518,70","$ 50.374,01","$ 0,00","$ 0,00"]
[16787,"Salida Para Interruptor Doble Tubo EMT(IncIuye interruptor)","UN",88645.5,"$ 52.167,76","$ 1.737,04","$ 34.740,70","$ 0,00","$ 0,00"]
[17447,"SALIDA PARA INTERRUPTOR DOBLE, EN TUBERIA EMT","UN",95431.01,"$ 55.305,50","$ 1.910,74","$ 38.214,77","$ 0,00","$ 0,00"]
[17426,"SALIDA PARA INTERRUPTOR SENCILLO, EN TUBERIA EMT","UN",86461.75,"$ 48.160,13","$ 1.823,89","$ 36.477,73","$ 0,00","$ 0,00"]
[17449,"SALIDA PARA INTERRUPTOR TRIPLE, EN TUBERIA EMT","UN",80463.92,"$ 62.225,05","$ 868,52","$ 17.370,35","$ 0,00","$ 0,00"]
[14913,"SALIDA PARA LAMPARA EMERGENCIA+TUBO EMT+CABE+CAJA (Suministro e instalación)Cefe Cometas","UN",180327.05,"$ 126.652,67","$ 1.563,33","$ 52.111,05","$ 0,00","$ 0,00"]
[14912,"SALIDA PARA LAMPARA MH+TUBO CONDUIT+ALAMB+CAJA","UN",210167.56,"$ 161.860,62","$ 1.407,00","$ 46.899,94","$ 0,00","$ 0,00"]
[17376,"SALIDA PARA LUMINARIA  EMT3/4\" INCL MATERIAL","UN",169937.92000000001,"$ 78.743,58","$ 4.342,59","$ 86.851,75","$ 0,00","$ 0,00"]
[16818,"Salida para Luminaria Iluminación interior-Tub EMT 3/4\"+cable HFFRLS+Accesorios.Cefe Cometas(Sum+ins","UN",123769.12,"$ 81.246,50","$ 833,78","$ 41.688,84","$ 0,00","$ 0,00"]
[10483,"Salida para Luminaria Iluminación interior-Tub EMT 3/4\"+cable HFFRLS+Accesorios.Cefe Cometas(Sum+ins","UN",127613.6,"$ 78.368,66","$ 2.345,00","$ 46.899,94","$ 0,00","$ 0,00"]
[17372,"SALIDA PARA LUMINARIAS","UN",171818.2,"$ 123.511,26","$ 1.407,00","$ 46.899,94","$ 0,00","$ 0,00"]
[17389,"SALIDA PARA LUMINARIAS A 220V PISCINAS, CANCHA","UN",182924.81,"$ 91.730,47","$ 4.342,59","$ 86.851,75","$ 0,00","$ 0,00"]
[17387,"SALIDA PARA LUMINARIAS EMERGENCIA 3/4\"","UN",169937.92000000001,"$ 78.743,58","$ 4.342,59","$ 86.851,75","$ 0,00","$ 0,00"]
[17391,"SALIDA PARA LUMINARIAS EXTERIORES","UN",105979.51,"$ 51.262,91","$ 2.605,55","$ 52.111,05","$ 0,00","$ 0,00"]
[14932,"SALIDA PARA PULSADOR+TUBO CONDUIT+CABLE+CAJAS+ACC","UN",126587.32,"$ 78.280,38","$ 1.407,00","$ 46.899,94","$ 0,00","$ 0,00"]
[14909,"SALIDA PARA ROSETA+TUBO CONDUIT+ALAMB+CAJA EMT","UN",173403.55,"$ 125.096,61","$ 1.407,00","$ 46.899,94","$ 0,00","$ 0,00"]
[14916,"SALIDA PARA SECADOR+TUBO CONDUIT+ALAMB+CAJA+TOMA","UN",179845.81,"$ 131.538,87","$ 1.407,00","$ 46.899,94","$ 0,00","$ 0,00"]
[17453,"SALIDA PARA SENSOR DE MOVIMIENTO 360°,  Tub. emt","UN",147085.48000000001,"$ 55.891,14","$ 4.342,59","$ 86.851,75","$ 0,00","$ 0,00"]
[15022,"SALIDA PARA TELEFONO  TUBERIA EMT","UN",179539.09,"$ 106.601,86","$ 3.473,20","$ 69.464,03","$ 0,00","$ 0,00"]
[14927,"SALIDA PARA TOMA BIFASICA+TUBO CONDUIT+ALAMB+CAJA","UN",287241.68,"$ 233.567,30","$ 1.563,33","$ 52.111,05","$ 0,00","$ 0,00"]
[14915,"SALIDA PARA TOMA GFCI+TUBO EMT+7m-CEFE COMETAS (Sum+Inst)","UN",229354.64,"$ 172.101,97","$ 1.667,55","$ 55.585,12","$ 0,00","$ 0,00"]
[14917,"SALIDA PARA TOMA MONOFAS.DOBLE(RED NORMAL)+TUBO+AL","UN",166523.54999999999,"$ 118.216,61","$ 1.407,00","$ 46.899,94","$ 0,00","$ 0,00"]
[14918,"SALIDA PARA TOMA MONOFAS.DOBLE(RED REGULAD)+canale","UN",231546.78,"$ 183.239,84","$ 1.407,00","$ 46.899,94","$ 0,00","$ 0,00"]
[14500,"SALIDA PARA TOMA MONOFASICA (GFCI)CABLE+TUBO+CAJA","UN",80670.92,"$ 36.654,70","$ 2.023,66","$ 40.473,13","$ 1.519,43","$ 0,00"]
["","SALIDA PARA TOMA MONOFASICA+TUBO EMT+ALAMB+CABLE HFFRLS+CAJA","UN",285942.53000000003,"$ 231.225,93","$ 2.605,55","$ 52.111,05","$ 0,00","$ 0,00"]
[10468,"SALIDA PARA TOMA MONOFASICA+TUBO EMT+CABLE HFFRLS-10m-CEFE COMETAS (Suministro+instalación)","UN",291128.53000000003,"$ 236.411,93","$ 2.605,55","$ 52.111,05","$ 0,00","$ 0,00"]
[15320,"SALIDA PARA TOMA POLO T+TUBO COND+ALAMB+CAJA+TOMA","UN",182343.21,"$ 134.036,27","$ 1.407,00","$ 46.899,94","$ 0,00","$ 0,00"]
[14931,"SALIDA PARA TOMA TRIFASICA+ CABLE HFFRLS+TUBO EMT+ALAMB+CAJA+TOMA(Sum+Inst)","UN",365175.01,"$ 302.554,90","$ 1.823,89","$ 60.796,22","$ 0,00","$ 0,00"]
[17660,"SALIDA PARA VOZ Y DATOS EN TUBERIA EMT DE 3/4\"","UN",66718.89,"$ 33.665,72","$ 49,51","$ 33.003,66","$ 0,00","$ 0,00"]
[15185,"SALIDA PULSADOR REMOT TELERRUP+TUBO CONDUIT+CABLE+","UN",166062.92000000001,"$ 117.755,98","$ 1.407,00","$ 46.899,94","$ 0,00","$ 0,00"]
[885,"SALIDA PUNTO ALARMA PVC","UN",112301.25,"$ 66.704,09","$ 2.171,29","$ 43.425,87","$ 0,00","$ 0,00"]
[11522,"SALIDA PUNTO ELECTRICO RECEP**","UN",209843.92,"$ 146.348,73","$ 0,00","$ 63.495,19","$ 0,00","$ 0,00"]
[14442,"SALIDA RJ-45(TUB+ACC+JACK+CAJA+MARQUILL+BLANK)","UN",129953.31,"$ 94.539,76","$ 2.903,53","$ 24.196,07","$ 8.313,95","$ 0,00"]
[16523,"SALIDA Secador maTOMA DOBLE P T PVC 3/4\" cableHFFR","UN",227735.84,"$ 178.490,90","$ 2.345,00","$ 46.899,94","$ 0,00","$ 0,00"]
[17082,"Salida sensor 3N12 (EMT 3/4\")","UN",87221.119999999995,"$ 60.740,83","$ 513,60","$ 25.680,00","$ 286,69","$ 0,00"]
[884,"SALIDA SONIDO PVC","UN",111094.48,"$ 69.145,09","$ 1.997,59","$ 39.951,80","$ 0,00","$ 0,00"]
[549,"SALIDA TELEFONO  PVC","UN",111636.81,"$ 69.687,42","$ 1.997,59","$ 39.951,80","$ 0,00","$ 0,00"]
[16521,"SALIDA TOMA DOB. POLO TIER GFCI PVC 3/4\" cableHFFR","UN",166744.70000000001,"$ 117.499,76","$ 2.345,00","$ 46.899,94","$ 0,00","$ 0,00"]
[16522,"SALIDA TOMA DOB. POLO TIER Intemp PVC 3/4\"cablHFFR","UN",124914.7,"$ 75.669,76","$ 2.345,00","$ 46.899,94","$ 0,00","$ 0,00"]
[12225,"SALIDA TOMA DOBLE CON POLO A TIERRA GFCI","UN",224000.56,"$ 117.694,03","$ 2.084,44","$ 104.222,09","$ 0,00","$ 0,00"]
[11601,"SALIDA TOMA DOBLE POLO A TIERRA - PVC","UN",169358.92,"$ 76.571,03","$ 1.819,37","$ 90.968,52","$ 0,00","$ 0,00"]
[16520,"SALIDA TOMA DOBLE POLO TIERRA - PVC 3/4\" cableHFFR","UN",128216.7,"$ 78.971,76","$ 2.345,00","$ 46.899,94","$ 0,00","$ 0,00"]
[19368,"SALIDA TOMA GFCI+TUBO EMT+Cable HFFRLS+CAJA+TOMA","UN",206301.45,"$ 157.365,15","$ 1.436,97","$ 47.499,33","$ 0,00","$ 0,00"]
[16201,"SALIDA TOMA MONOFAS.DOBLE(RED NORMAL)+TUBO+CANALET","UN",279956.28999999998,"$ 231.649,35","$ 1.407,00","$ 46.899,94","$ 0,00","$ 0,00"]
[11736,"SALIDA TOMA NORMAL.2x12+1x12CuTub.1/2\" EMT(Fontana","UN",130905.85,"$ 63.406,36","$ 1.320,15","$ 66.007,33","$ 172,01","$ 0,00"]
[19361,"SALIDA TOMACORR+TUBO EMT+CableHFFR+CAJA","UN",161288.70000000001,"$ 112.730,02","$ 1.418,99","$ 47.139,70","$ 0,00","$ 0,00"]
[19363,"SALIDA TOMACORRIE BIFASICA +TUBO EMT+CableHFFR+CAJ","UN",307469.75,"$ 253.543,63","$ 1.575,32","$ 52.350,81","$ 0,00","$ 0,00"]
[19362,"SALIDA TOMACORRIE REGULADA+TUBO EMT+CableHFFR+CAJA","UN",181674.76,"$ 133.116,08","$ 1.418,99","$ 47.139,70","$ 0,00","$ 0,00"]
[19364,"SALIDA TOMACORRIE TRIFASICA +TUBO EMT+CableHFFR+CA","UN",375438.66,"$ 316.145,10","$ 1.731,66","$ 57.561,91","$ 0,00","$ 0,00"]
[12270,"SALIDA TOMACORRIENTE  REGULADA DOBLE**","UN",47332.03,"$ 22.145,02","$ 0,00","$ 25.187,01","$ 0,00","$ 0,00"]
[10467,"SALIDA TOMACORRIENTE  REGULADA MONOFASICA 120 V-TUB EMT+5m-CEFE COMETAS(Sum+inst)","UN",148860.37,"$ 94.143,77","$ 2.605,55","$ 52.111,05","$ 0,00","$ 0,00"]
[11293,"SALIDA TOMACORRIENTE  REGULADA**","UN",159827.65,"$ 91.840,10","$ 1.980,22","$ 66.007,33","$ 0,00","$ 0,00"]
[17424,"SALIDA TOMACORRIENTE BIFASICA 220V  20 A PARA MAQ","UN",216716.24,"$ 125.521,90","$ 4.342,59","$ 86.851,75","$ 0,00","$ 0,00"]
[11717,"SALIDA TOMACORRIENTE DOBLE **","UN",129936.84,"$ 63.929,51","$ 0,00","$ 66.007,33","$ 0,00","$ 0,00"]
[17413,"SALIDA TOMACORRIENTE GFCI DOBLE P. A TIERRA EN MUR","UN",153088.97,"$ 103.844,03","$ 2.345,00","$ 46.899,94","$ 0,00","$ 0,00"]
[17402,"SALIDA TOMACORRIENTE MONOFAS.  DOBLE CON POLO A TI","UN",142821.32,"$ 69.865,85","$ 3.474,07","$ 69.481,40","$ 0,00","$ 0,00"]
[10466,"SALIDA TOMACORRIENTE NORMAL MONOFASICA 120V-TUBO EMT+CABLE HFFFRLS-CEFE COMETAS (Sum+Inst)","UN",136883,"$ 78.518,62","$ 2.779,26","$ 55.585,12","$ 0,00","$ 0,00"]
[12226,"SALIDA TOMACORRIENTE NORMAL+TUBO EMT 5m-CEFE COMETAS(Sum+Ins","UN",133210.37,"$ 78.493,77","$ 2.605,55","$ 52.111,05","$ 0,00","$ 0,00"]
[11206,"SALIDA TOMACORRIENTE PVC**","UN",147462.29999999999,"$ 79.474,75","$ 1.980,22","$ 66.007,33","$ 0,00","$ 0,00"]
[11520,"SALIDA TOMACORRIENTE RECEP  REGULADA**","UN",294435.67,"$ 228.428,34","$ 0,00","$ 66.007,33","$ 0,00","$ 0,00"]
[11521,"SALIDA TOMACORRIENTE RECEP PVC**","UN",281563.7,"$ 213.819,34","$ 0,00","$ 67.744,36","$ 0,00","$ 0,00"]
[17419,"SALIDA TOMACORRIENTE REG COLOR NAR. P.aT. MURO 15A","UN",146838.43,"$ 77.530,73","$ 3.300,37","$ 66.007,33","$ 0,00","$ 0,00"]
[17416,"SALIDA TOMACORRIENTE REGULADA COLOR NARANJA POLO A","UN",164777.67000000001,"$ 95.469,97","$ 3.300,37","$ 66.007,33","$ 0,00","$ 0,00"]
[17425,"SALIDA TOMACORRIENTE TRIFASICA A 220V  50 A","UN",299880.67,"$ 230.572,97","$ 3.300,37","$ 66.007,33","$ 0,00","$ 0,00"]
[12271,"SALIDA TOMACORRIENTEPOLO T.MONOF**","UN",56173,"$ 7.536,02","$ 0,00","$ 48.636,98","$ 0,00","$ 0,00"]
[11737,"SALIDA TRIFAS. CARCAMOTUB.1\"EMT-IP67TOM+CLAV.(Font","UN",355491.97,"$ 291.322,41","$ 3.620,88","$ 60.348,00","$ 200,68","$ 0,00"]
[550,"SALIDA TRIFASICA  C.N.","UN",145336.44,"$ 90.619,84","$ 2.605,55","$ 52.111,05","$ 0,00","$ 0,00"]
[551,"SALIDA TRIFASICA PVC","UN",146007.60999999999,"$ 91.291,01","$ 2.605,55","$ 52.111,05","$ 0,00","$ 0,00"]
[1010,"SALIDA TV CN","UN",38301.620000000003,"$ 0,00","$ 1.823,89","$ 36.477,73","$ 0,00","$ 0,00"]
[1012,"SALIDA TV PVC+Cable coaxial","UN",156418.14000000001,"$ 90.758,22","$ 3.126,66","$ 62.533,26","$ 0,00","$ 0,00"]
[776,"SALIDA ZUMBADOR TIMBRE","UN",36477.74,"$ 0,00","$ 1.737,04","$ 34.740,70","$ 0,00","$ 0,00"]
[19367,"SalidaLuminaria Iluminac.Emergenc.(CR-CometasTub+A","UN",123418.63,"$ 80.896,01","$ 833,78","$ 41.688,84","$ 0,00","$ 0,00"]
[16819,"SalidaLuminaria Sensor(CR-Tunal) IncluyTub+Cab+Acc","UN",103263.45,"$ 60.740,83","$ 833,78","$ 41.688,84","$ 0,00","$ 0,00"]
[16789,"SalidaParaInterruptorConmutablSencTub PVC(Inc.Int)","UN",88929.93,"$ 52.452,19","$ 1.737,04","$ 34.740,70","$ 0,00","$ 0,00"]
[16788,"SalidaParaInterruptorTripleTubo EMT(IncInterrupt)","UN",81247.17,"$ 44.769,43","$ 1.737,04","$ 34.740,70","$ 0,00","$ 0,00"]
[16791,"SalidaParaSensor Movimiento-180°Tub EMT(Inc.Sensor","UN",81247.17,"$ 44.769,43","$ 1.737,04","$ 34.740,70","$ 0,00","$ 0,00"]
[16790,"SalidaParaSensor Movimiento360°Tub EMT(Inc.Sensor)","UN",81247.17,"$ 44.769,43","$ 1.737,04","$ 34.740,70","$ 0,00","$ 0,00"]
[16782,"SalidaTom Doble GFCIPoloTierra PVC 3/4\"cablelLSZH","UN",95941.61,"$ 50.344,45","$ 2.171,29","$ 43.425,87","$ 0,00","$ 0,00"]
[16784,"SalidaTomaBifasica250V-20AparaDuplicadorTubopvc3/4","UN",90366.59,"$ 44.769,43","$ 2.171,29","$ 43.425,87","$ 0,00","$ 0,00"]
[16781,"SALIDATOMADOBLEPOLOTIERRAPVC 3/4\"cablelLSZH","UN",96528.21,"$ 50.931,05","$ 2.171,29","$ 43.425,87","$ 0,00","$ 0,00"]
[16783,"SalidaTomaRegulada Naranja Polo tierra Muro","UN",107939.59,"$ 62.342,43","$ 2.171,29","$ 43.425,87","$ 0,00","$ 0,00"]
[16785,"SalidaTomaTrifasica250V-20AparaMotorPuertaAutomati","UN",90366.59,"$ 44.769,43","$ 2.171,29","$ 43.425,87","$ 0,00","$ 0,00"]
[15505,"SALTO GRADUABLE PARA GIMNASIO CANINO (SUM+INSTAL)","UN",180331.12,"$ 58.059,46","$ 4.288,80","$ 106.054,90","$ 11.927,98","$ 0,00"]
[18268,"Salvia Morada/Salvia leucantha Taludes Exteriores","M2",3409.01,"$ 1.107,26","$ 72,87","$ 1.457,46","$ 771,42","$ 0,00"]
[14397,"Sandblasting sobre vidrio con diseño (sum + inst)","M2",38069,"$ 0,00","$ 38.069,00","$ 0,00","$ 0,00","$ 0,00"]
[11431,"sangrado mecanico de juntas**","ML",8632.5499999999993,"$ 115,50","$ 2.570,10","$ 5.946,95","$ 0,00","$ 0,00"]
[833,"SANITARIO ACUAPLUS  (SUM+INSTALACIÓN)","UN",1327223.54,"$ 1.278.952,90","$ 1.405,94","$ 46.864,70","$ 0,00","$ 0,00"]
[12286,"Sanitario adriatico crna Inst. push Flux. **","UN",1228091.58,"$ 1.168.639,18","$ 2.853,91","$ 56.598,50","$ 0,00","$ 0,00"]
[12285,"Sanitario adriatico crna Institucional Flux. **","UN",2791616.12,"$ 2.725.500,01","$ 0,00","$ 66.116,11","$ 0,00","$ 0,00"]
[18633,"Sanitario Adriatico Entr Post Valv Push Empotrar","UN",1065893.31,"$ 1.007.364,45","$ 2.793,48","$ 55.735,38","$ 0,00","$ 0,00"]
[10654,"Sanitario Adriatico+ Fluxómetro","UN",746967.11,"$ 680.851,00","$ 0,00","$ 66.116,11","$ 0,00","$ 0,00"]
[14002,"SANITARIO ADRIATICO+FLUXOMETRO+VALV.ANTIVAND.+TUB","UN",1384644.97,"$ 1.278.693,00","$ 2.077,49","$ 103.874,48","$ 0,00","$ 0,00"]
[16505,"SANITARIO ADRIATICO+FLUXOMETRO+VALV.ANTIVANDDiscap","UN",1384644.97,"$ 1.278.693,00","$ 2.077,49","$ 103.874,48","$ 0,00","$ 0,00"]
[13084,"Sanitario báltica crna Institucional Flux. **","UN",2608713.73,"$ 2.552.483,01","$ 0,00","$ 56.230,72","$ 0,00","$ 0,00"]
[18629,"Sanitario Báltico Entrada Post. Valv. Push Empotra","UN",998343.32,"$ 939.814,46","$ 2.793,48","$ 55.735,38","$ 0,00","$ 0,00"]
[14003,"SANITARIO BALTICO+FLUXOMETRO+TUB 1\"","UN",1423360.17,"$ 1.326.697,42","$ 1.895,35","$ 94.767,40","$ 0,00","$ 0,00"]
[514,"SANITARIO COMPLETO CON FLUXOMETRO","UN",1387426.24,"$ 1.282.602,14","$ 949,62","$ 103.874,48","$ 0,00","$ 0,00"]
[509,"SANITARIO CORONA ACUARIO 30038","UN",226445.9,"$ 179.693,90","$ 0,00","$ 46.752,00","$ 0,00","$ 0,00"]
[392,"SANITARIO CORONA AVANTI BLANCO","UN",51938.9,"$ 5.186,90","$ 0,00","$ 46.752,00","$ 0,00","$ 0,00"]
[511,"SANITARIO CORONA AVANTI COLOR","UN",51938.9,"$ 5.186,90","$ 0,00","$ 46.752,00","$ 0,00","$ 0,00"]
[513,"SANITARIO CORONA STILO BCO.805","UN",51938.9,"$ 5.186,90","$ 0,00","$ 46.752,00","$ 0,00","$ 0,00"]
[512,"SANITARIO CORONA VICTORIANA 2010","UN",51938.9,"$ 5.186,90","$ 0,00","$ 46.752,00","$ 0,00","$ 0,00"]
[11976,"SANITARIO FLUXOMETRO bajo consumo","UN",685491.08,"$ 626.467,00","$ 2.810,67","$ 56.213,41","$ 0,00","$ 0,00"]
[410,"SANITARIO FLUXOMETRO HANDICAP","UN",0,"$ 0,00","$ 0,00","$ 0,00","$ 0,00","$ 0,00"]
[18652,"SANITARIO INFANTIL KIDDY CORONA","UN",932206.32,"$ 873.677,46","$ 2.793,48","$ 55.735,38","$ 0,00","$ 0,00"]
[424,"SANITARIO INFANTIL MANCESA","UN",465391.92,"$ 415.028,53","$ 2.421,10","$ 47.942,30","$ 0,00","$ 0,00"]
[10655,"Sanitario Institucional + Fluxómetro **","UN",692583.11,"$ 626.467,00","$ 0,00","$ 66.116,11","$ 0,00","$ 0,00"]
[13731,"SANITARIO INSTITUCIONAL DE FLUXOMETRO **","UN",553365.65,"$ 507.834,00","$ 0,00","$ 45.531,65","$ 0,00","$ 0,00"]
[13465,"Sanitario institucional de tanque ref. power one","UN",61554.25,"$ 5.737,46","$ 2.680,78","$ 53.136,02","$ 0,00","$ 0,00"]
[13220,"Sanitario Institucional(Valv.Antiv.+BotonAntiv+Acc","UN",298110.48,"$ 194.236,00","$ 0,00","$ 103.874,48","$ 0,00","$ 0,00"]
[16506,"SANITARIO KIDDY+FLUXOMETRO+VALV.ANTIVANDDiscap","UN",742106.97,"$ 636.155,00","$ 2.077,49","$ 103.874,48","$ 0,00","$ 0,00"]
[510,"SANITARIO LAGUNA BLANC.CORONA","UN",226445.9,"$ 179.693,90","$ 0,00","$ 46.752,00","$ 0,00","$ 0,00"]
[508,"SANITARIO MANCESA ARMONIA COLOR","UN",51938.9,"$ 5.186,90","$ 0,00","$ 46.752,00","$ 0,00","$ 0,00"]
[515,"SANITARIO MARACAY CARABOBO","UN",51938.9,"$ 5.186,90","$ 0,00","$ 46.752,00","$ 0,00","$ 0,00"]
[11369,"SANITARIO PARA DISCAPAC. ALONGADO**","UN",1373135.25,"$ 1.170.303,01","$ 2.008,24","$ 200.824,00","$ 0,00","$ 0,00"]
[831,"SANITARIO PORTOBELLO BLANCO/PASTEL","UN",51938.9,"$ 5.186,90","$ 0,00","$ 46.752,00","$ 0,00","$ 0,00"]
[14029,"SANITARIO TAZA INSTITUCIONAL ELONGADO SIN ASIENTO DISCAPACITADOS","UN",440345.75,"$ 394.827,02","$ 2.167,56","$ 43.351,17","$ 0,00","$ 0,00"]
[14524,"SANITARIO TREVI - Acometida Posterior Sum+Inst","UN",91874.74,"$ 2.410,02","$ 827,53","$ 41.376,67","$ 47.260,52","$ 0,00"]
[15192,"SANITARIO TREVI - Acometida Posterior+ValvulaSum+I","UN",407171.33,"$ 352.335,02","$ 1.312,28","$ 53.495,36","$ 28,67","$ 0,00"]
[13414,"SANITARIO TREVI BLANCO 02855 **","UN",51938.9,"$ 5.186,90","$ 0,00","$ 46.752,00","$ 0,00","$ 0,00"]
[15045,"SANITARIO TREVI BLANCO 02855 + VALV. ANTIVANDALICA","UN",401958.94,"$ 354.271,90","$ 935,04","$ 46.752,00","$ 0,00","$ 0,00"]
[832,"SANITARIO VICTORIA BLANCO/PASTEL","UN",51938.9,"$ 5.186,90","$ 0,00","$ 46.752,00","$ 0,00","$ 0,00"]
[13231,"SANITARIO Y LAVAMANOS DISCAPACITADOS(Valv+boton**","UN",1366660.27,"$ 1.230.325,00","$ 6.492,16","$ 129.843,11","$ 0,00","$ 0,00"]
[736,"SARDINEL 15x15 C:140 KG/C2","ML",23027.5,"$ 10.137,80","$ 32,90","$ 12.856,80","$ 0,00","$ 0,00"]
[737,"SARDINEL 15x15 C:175 KG/C2","ML",21845.9,"$ 13.460,28","$ 1.582,17","$ 6.803,45","$ 0,00","$ 0,00"]
[738,"SARDINEL 15x15 C:210 KG/C2","ML",21738.38,"$ 8.848,68","$ 32,90","$ 12.856,80","$ 0,00","$ 0,00"]
[739,"SARDINEL 15x15 C:245 KG/C2","ML",25250.92,"$ 12.361,22","$ 32,90","$ 12.856,80","$ 0,00","$ 0,00"]
[10275,"Sardinel alto tipo muro  Concr. e=.17 reforzado  *","ML",287223.7,"$ 166.915,81","$ 11.006,93","$ 90.981,87","$ 18.319,10","$ 0,00"]
[10302,"Sardinel alto tipo muro  Concr. e=.17 reforzado  *","M3",1025388.61,"$ 595.889,44","$ 39.294,74","$ 324.805,28","$ 65.399,19","$ 0,00"]
[16794,"Sardinel bajo prefabricado A-85 m+Mortero","ML",78193.279999999999,"$ 43.216,24","$ 1.060,18","$ 26.533,39","$ 7.383,48","$ 0,00"]
[10401,"Sardinel bajo prefabricado A-85 m+Mortero+Concreto","ML",95976.41,"$ 52.270,96","$ 1.486,70","$ 31.327,24","$ 10.891,50","$ 0,00"]
[808,"SARDINEL EN CONCRETO 0.15x0.40m (2.500 psi)","ML",44715.1,"$ 25.989,52","$ 3.417,83","$ 15.307,75","$ 0,00","$ 0,00"]
[11651,"Sardinel en sitio 0.15*0.40 m 3000 psi sin refuerz","ML",52204.67,"$ 30.325,75","$ 2.148,93","$ 19.729,99","$ 0,00","$ 0,00"]
[11644,"Sardinel en sitio 0.15*0.40 m 3000 psi sin relleno","ML",63415.360000000001,"$ 41.536,44","$ 2.148,93","$ 19.729,99","$ 0,00","$ 0,00"]
[10944,"Sardinel en sitio 0.20*0.30 m 3000 psi sin relleno","ML",66884.34,"$ 42.900,06","$ 2.213,25","$ 21.771,03","$ 0,00","$ 0,00"]
[12809,"Sardinel en sitio 0.20*0.30 m 3000 psi sin relleno","ML",74173.350000000006,"$ 36.410,04","$ 13.961,81","$ 18.785,41","$ 5.016,08","$ 0,00"]
[12063,"Sardinel en sitio 0.20*0.50 m 2500 psi","ML",100125.37,"$ 77.999,26","$ 1.737,89","$ 20.174,26","$ 213,98","$ 0,00"]
[12361,"Sardinel en sitio 0.20*0.50 m 3000 psi","ML",94463.48,"$ 66.494,50","$ 714,32","$ 27.254,66","$ 0,00","$ 0,00"]
[11136,"Sardinel en sitio 0.20*0.60 m 2500 psi","ML",100540.99,"$ 73.439,45","$ 697,31","$ 26.404,23","$ 0,00","$ 0,00"]
[15086,"Sardinel prefab. A-10  a=0.20 * h=0.50 Atraq+Geote","ML",103894.75,"$ 51.404,46","$ 4.645,64","$ 20.860,94","$ 26.983,70","$ 0,00"]
[11321,"Sardinel prefab. A-10 a=0.20h=0.50m","ML",94088.47,"$ 49.764,75","$ 2.963,37","$ 21.980,10","$ 19.380,26","$ 0,00"]
[12064,"Sardinel prefab.A-10 a=0.20 h=0.50L=0.8 Sin atraqu","ML",75701.850000000006,"$ 39.014,33","$ 851,12","$ 21.718,53","$ 14.117,88","$ 0,00"]
[10794,"Sardinel prefabricado  a=0.17 * h=0.40  **","ML",30904.83,"$ 4.869,99","$ 2.729,60","$ 14.319,86","$ 8.985,37","$ 0,00"]
[10797,"Sardinel prefabricado  a=0.20 * h=0.15  **","ML",22187.84,"$ 4.280,04","$ 1.956,62","$ 10.977,13","$ 4.974,07","$ 0,00"]
[10795,"Sardinel prefabricado a=0.17 *  h=0.45  **","ML",33037.449999999997,"$ 4.958,60","$ 2.517,63","$ 16.196,41","$ 9.364,80","$ 0,00"]
[10796,"Sardinel prefabricado a=0.17 * h=0.55  **","ML",33143.85,"$ 5.065,00","$ 2.517,63","$ 16.196,41","$ 9.364,80","$ 0,00"]
[11039,"Sardinel prefabricado bajo rampa A-85 (20*35*80)**","ML",111396.25,"$ 49.101,10","$ 2.677,17","$ 42.820,38","$ 16.797,60","$ 0,00"]
[11040,"Sardinel prefabricado especRampaA-100  **","ML",85872.94,"$ 59.170,92","$ 843,91","$ 13.953,11","$ 11.904,97","$ 0,00"]
[15287,"Sardinel prefabricado especRampaA-100  **","UN",55006.47,"$ 35.809,95","$ 706,77","$ 11.858,39","$ 6.631,37","$ 0,00"]
[10773,"SardinelZarpa 0.15*0.5*0.80 m 2500 psi **","ML",164273.39000000001,"$ 84.678,32","$ 4.026,14","$ 56.478,56","$ 19.090,36","$ 0,00"]
[10296,"SardinelZarpa e=0.15;a=0.5h=0.40 m- 2500 psiObra *","ML",150797.94,"$ 84.704,47","$ 2.364,81","$ 40.789,23","$ 22.939,44","$ 0,00"]
[16081,"SardinelZarpa(a=0.8h=0.6;e=0.20m)2.500psiSinReceb","ML",227359.11,"$ 137.205,13","$ 6.367,47","$ 63.813,59","$ 19.972,91","$ 0,00"]
[18339,"Sarro/Cyathea caracasana","UN",254527.96,"$ 125.947,84","$ 0,00","$ 82.128,00","$ 46.452,12","$ 0,00"]
[18366,"Sarro/Palma Boba Cyathea Caracasana en Jardineras","UN",7878.75,"$ 697,93","$ 250,11","$ 5.002,16","$ 1.928,55","$ 0,00"]
[669,"SCHLAGE ALCOBA A 50 WS","UN",10519.2,"$ 0,00","$ 0,00","$ 10.519,20","$ 0,00","$ 0,00"]
[670,"SCHLAGE BA¥O  A 40 S","UN",10519.2,"$ 0,00","$ 0,00","$ 10.519,20","$ 0,00","$ 0,00"]
[671,"SCHLAGE CLOSET  A 71 WS","UN",10519.2,"$ 0,00","$ 0,00","$ 10.519,20","$ 0,00","$ 0,00"]
[672,"SCHLAGE ENTRADA A 80 PD","UN",10519.2,"$ 0,00","$ 0,00","$ 10.519,20","$ 0,00","$ 0,00"]
[673,"SCHLAGE OFICINA A 50 PD","UN",10519.2,"$ 0,00","$ 0,00","$ 10.519,20","$ 0,00","$ 0,00"]
[674,"SCHLAGE PASO  A 10 S","UN",10519.2,"$ 0,00","$ 0,00","$ 10.519,20","$ 0,00","$ 0,00"]
[676,"SCHLAGE TERRAZA A 30 S","UN",10519.2,"$ 0,00","$ 0,00","$ 10.519,20","$ 0,00","$ 0,00"]
[10061,"Secador de manos  acero inoxidable **","UN",613846.71,"$ 515.879,05","$ 2.749,38","$ 95.218,28","$ 0,00","$ 0,00"]
[12316,"Secador de manos (manos libres 1-AA-JA02) **","UN",0,"$ 0,00","$ 0,00","$ 0,00","$ 0,00","$ 0,00"]
[10058,"Secador de manos acero inoxidable **","UN",613846.71,"$ 515.879,05","$ 2.749,38","$ 95.218,28","$ 0,00","$ 0,00"]
[17363,"SECADOR DE MANOS ELECTRICO EN ACERO INOXIDABLE REF","UN",1896200.42,"$ 1.795.376,22","$ 5.605,92","$ 95.218,28","$ 0,00","$ 0,00"]
[10060,"Secador de Manos Libres Acero  **","UN",613846.71,"$ 515.879,05","$ 2.749,38","$ 95.218,28","$ 0,00","$ 0,00"]
[13328,"Secador de manos metalico blanco(1-AA-1800 HO)","UN",106023.43,"$ 4.524,04","$ 2.818,63","$ 98.680,76","$ 0,00","$ 0,00"]
[10059,"Secador de manos metalico blanco(1-AA-1800 HOP) **","UN",116826.1,"$ 4.524,04","$ 2.749,38","$ 95.218,28","$ 14.334,40","$ 0,00"]
[10057,"Secador de manos push metalico blanco **","UN",102491.7,"$ 4.524,04","$ 2.749,38","$ 95.218,28","$ 0,00","$ 0,00"]
[10636,"Secador eléctrico push acero inox. p/manos **","UN",95419.27,"$ 200,99","$ 0,00","$ 95.218,28","$ 0,00","$ 0,00"]
[965,"SECCION CANAL ACERO 100mm DIACO","ML",26198.73,"$ 3.215,84","$ 1,69","$ 16.935,73","$ 0,00","$ 6.045,47"]
[964,"SECCION CANAL ACERO 75mm DIACO","ML",26480.29,"$ 2.491,48","$ 1,79","$ 17.876,60","$ 0,00","$ 6.110,42"]
[966,"SECCION PERFIL \"C\" Galv.  C.16   ACESCO","ML",34761.56,"$ 16.735,59","$ 1,22","$ 12.231,36","$ 0,00","$ 5.793,39"]
[967,"SECCION PERFIL \"C\" Galv.  C.18  ACESO","ML",14636.26,"$ 905,45","$ 1,13","$ 11.290,49","$ 0,00","$ 2.439,19"]
[968,"SECCION PERFIL \"Z\" Galv.  C.14  ACESO","ML",16849.54,"$ 1.808,91","$ 1,22","$ 12.231,36","$ 0,00","$ 2.808,05"]
[969,"SECCION PERFIL \"Z\" Galv.  C.16  ACESO","ML",16367.17,"$ 1.406,93","$ 1,22","$ 12.231,36","$ 0,00","$ 2.727,66"]
[973,"SECCION PERFIL \"Z\" Galv.  C.18  ACESO","ML",16054.34,"$ 1.146,24","$ 1,22","$ 12.231,36","$ 0,00","$ 2.675,52"]
[11895,"Seccionador de 3 vías de 50 A - 240 V","UN",0,"$ 0,00","$ 0,00","$ 0,00","$ 0,00","$ 0,00"]
[11199,"SeccionPerfil \"C\" 12*6 Galv.  C.12   Acesco **","ML",32549.96,"$ 16.735,59","$ 304,08","$ 10.135,98","$ 0,00","$ 5.374,31"]
[11291,"Sellado de fisuras y juntas con Emulsión Asfaltica","M2",26639.43,"$ 4.953,44","$ 425,22","$ 21.260,77","$ 0,00","$ 0,00"]
[13552,"Sellado de fisuras y juntas con Emulsión Asfaltica","ML",4412.79,"$ 3.510,65","$ 17,69","$ 884,45","$ 0,00","$ 0,00"]
[15664,"Sellado de juntas Sikadur Combiflex SG (Cinta)","ML",214819.61,"$ 208.747,53","$ 119,06","$ 5.953,02","$ 0,00","$ 0,00"]
[11354,"Sellado fisuras alta Presion  sikadur 35 HI **","KG",170730.55,"$ 85.938,65","$ 14.533,74","$ 55.287,77","$ 0,00","$ 14.970,39"]
[11353,"Sellado fisuras baja Presion  sikadur 35 HI **","KG",205803.92,"$ 122.338,12","$ 14.075,95","$ 51.189,35","$ 0,00","$ 18.200,50"]
[13574,"Sellado fisuras y juntas  Emulsión Asfaltica+Limp.","ML",11646.46,"$ 3.255,12","$ 159,88","$ 7.994,05","$ 237,41","$ 0,00"]
[15349,"Sellado y Esmaltado con mortero 1:2","M2",13410.13,"$ 4.894,60","$ 432,00","$ 8.083,53","$ 0,00","$ 0,00"]
[15060,"Sellado y Esmaltado concreto en Sikaguard Decor","M2",18143.830000000002,"$ 10.509,06","$ 363,56","$ 7.271,21","$ 0,00","$ 0,00"]
[12103,"Sello de   juntas en Concreto e=1.5cm **","ML",8784.11,"$ 5.256,61","$ 150,68","$ 3.013,57","$ 363,24","$ 0,00"]
[12150,"Sello juntas ConcretoFluido+Emulsión Asf.e=3.0cm**","ML",12284.97,"$ 6.859,22","$ 493,25","$ 4.932,50","$ 0,00","$ 0,00"]
[11156,"Sembrado de Arboles (Caja+Tierra Abon+Tutor)**","UN",249273.24,"$ 123.560,00","$ 0,00","$ 82.128,00","$ 43.585,24","$ 0,00"]
[14197,"Sendero en  piedra Laja sobre puesto en tierra **","M2",83747.509999999995,"$ 45.978,08","$ 2.737,78","$ 34.455,81","$ 575,84","$ 0,00"]
[16084,"Sendero Piedra Laja (A=1.50m) Estr(Base:15;Sub:15)","M2",217131.17,"$ 81.688,29","$ 38.005,21","$ 81.176,49","$ 16.261,18","$ 0,00"]
[11480,"Sendero piedra Laja Suelos blandEstr(Bas:15;Sub:20","M2",224984.93,"$ 86.607,73","$ 42.557,76","$ 76.848,06","$ 18.971,38","$ 0,00"]
[13956,"Sendero Polvo de Ladrillo+Subbase+Geotex+Carbonill","M2",203116.37,"$ 27.921,86","$ 56.729,00","$ 82.853,86","$ 35.611,65","$ 0,00"]
[16726,"Sendero Trote  Polvo ladrillo (Incluye Estructura)","M2",105533.93,"$ 52.545,80","$ 4.601,76","$ 15.864,02","$ 32.522,37","$ 0,00"]
[16633,"Sendero trote(Gravas+Geoc+Cucho Rec.)A=2.0mH=0.43m","ML",331399.15999999997,"$ 194.929,92","$ 9.166,96","$ 96.438,85","$ 30.863,43","$ 0,00"]
[16083,"SenderoConcretoOcre(A=1.50m) ConEstruct+Bombeo","M2",123856.25,"$ 31.486,01","$ 41.546,29","$ 27.440,44","$ 23.383,51","$ 0,00"]
[15366,"SenderoTrote Grava+Caucho Recicl.e=0.13M;A=1.60m","ML",54293.04,"$ 21.464,70","$ 18.548,19","$ 13.706,78","$ 573,38","$ 0,00"]
[15661,"SenderoTrote Grava+CauchoRecice=0.13M;A=2.0m+Bordi","ML",152643.1,"$ 63.370,27","$ 25.390,04","$ 45.707,78","$ 18.174,98","$ 0,00"]
[15367,"SenderoTrote Grava+CauchoRecicl.e=0.13M;A=1.20m+Bo","ML",132449.85999999999,"$ 55.385,30","$ 19.528,80","$ 39.504,09","$ 18.031,64","$ 0,00"]
[15377,"SenderoTroteGrava+TrituradLLanta1cmHt=0.10m;A=2.0+","ML",1020918.68,"$ 939.073,41","$ 19.400,17","$ 44.413,44","$ 18.031,64","$ 0,00"]
[15228,"SenderoTroteGrava+TriturEPDM1cm+SBR1cmHt=.10m A1.2","ML",649370.09,"$ 577.981,90","$ 14.426,33","$ 39.001,87","$ 17.959,96","$ 0,00"]
[17393,"SENSOR DE DIÓXIDO DE CARBONO CO2  SUM E INST","UN",1527542.1,"$ 1.500.237,79","$ 1.188,94","$ 23.778,86","$ 2.336,51","$ 0,00"]
[16346,"SENSOR DE FLUJO 2 1/2\" (sum+inst)","UN",446564.51,"$ 301.140,23","$ 6.924,97","$ 138.499,31","$ 0,00","$ 0,00"]
[16345,"SENSOR DE FLUJO 2\" (sum+inst)","UN",487748.48,"$ 360.502,23","$ 6.059,35","$ 121.186,90","$ 0,00","$ 0,00"]
[15234,"SENSOR DE MOVIMIENTO LARGO ALCANCE CEFE COMETAS","UN",1003809.45,"$ 958.212,29","$ 2.171,29","$ 43.425,87","$ 0,00","$ 0,00"]
[17693,"SENSOR DE OCUP TECHO INAL360° CONTROL ILUM.","UN",0,"$ 0,00","$ 0,00","$ 0,00","$ 0,00","$ 0,00"]
[17692,"SENSOR DE OCUP TECHO INAL360° DOBLE TEC.","UN",0,"$ 0,00","$ 0,00","$ 0,00","$ 0,00","$ 0,00"]
[15231,"SENSOR DE PRESENCIA INFRARROJO 360° BAJO VOLTAJE, 111 M² (1200 FT²) CEFE COMETAS","UN",179530.59,"$ 152.172,29","$ 1.302,78","$ 26.055,52","$ 0,00","$ 0,00"]
[17771,"Sensor de puerta inalámbrico (SUMI INST)","UN",114954.1,"$ 109.743,00","$ 0,00","$ 5.211,10","$ 0,00","$ 0,00"]
[14686,"SENSOR DE TECHO CONTROL ALUMB.360ºCON FOTOCELD+TUB","ML",133366.43,"$ 42.172,09","$ 4.342,59","$ 86.851,75","$ 0,00","$ 0,00"]
[18005,"SENSOR DE TEMPERATURA DE ZONA 0-12 Amp","UN",43819.39,"$ 365,24","$ 1.095,73","$ 36.524,32","$ 5.834,10","$ 0,00"]
[18004,"SENSOR DE TEMPERATURA Y HUMEDAD NETA EXTERIOR","UN",5834.1,"$ 0,00","$ 0,00","$ 0,00","$ 5.834,10","$ 0,00"]
[17937,"SENSOR DE ZONA PARA REFRIGERANTE VARIABLE","UN",46353.15,"$ 809,00","$ 1.486,18","$ 29.723,57","$ 14.334,40","$ 0,00"]
[15633,"Sensor optico de humo para detección de incendios","UN",281217.42,"$ 259.330,78","$ 1.042,22","$ 20.844,42","$ 0,00","$ 0,00"]
[18663,"SENSOR PIR PARA EXTERIORES","UN",125240.21,"$ 0,00","$ 3.647,77","$ 121.592,44","$ 0,00","$ 0,00"]
[12240,"Sensor presencia multitecnología 360º","UN",165510.93,"$ 116.265,99","$ 2.345,00","$ 46.899,94","$ 0,00","$ 0,00"]
[18220,"SENSOR RECEPTOR TRANSMISOR BEAM","UN",57983.09,"$ 0,00","$ 574,09","$ 57.409,00","$ 0,00","$ 0,00"]
[18964,"Sensor termico humo detección incendio CDRC Cometa","UN",445877.15,"$ 409.399,41","$ 1.737,04","$ 34.740,70","$ 0,00","$ 0,00"]
[14763,"Señ Entra Prohi a Pers No Auto con tex (SUM+INST)","UN",177622.37,"$ 155.298,56","$ 1.063,04","$ 21.260,77","$ 0,00","$ 0,00"]
[14764,"Señal  Protección de Manos con Texto (SUM + INST)","UN",41696.370000000003,"$ 19.372,56","$ 1.063,04","$ 21.260,77","$ 0,00","$ 0,00"]
[15967,"Señal (IDG-S) 2 caras  (Desmonte y reinstalac)","UN",621612.87,"$ 533.791,85","$ 9.243,04","$ 65.892,89","$ 12.685,08","$ 0,00"]
[15811,"Señal (IDG-S) 2 caras  (Desmonte)","UN",37506.31,"$ 0,00","$ 4.986,76","$ 24.635,63","$ 7.883,92","$ 0,00"]
[16043,"Señal en lámina galv (90X120CM) CAL.18-HG+Vi (DESM","UN",801450.42,"$ 756.359,40","$ 13.704,60","$ 17.052,02","$ 14.334,40","$ 0,00"]
[14758,"Señal Entrad Prohib a Pers No Autoriza(SUM + INST)","UN",185347.37,"$ 163.023,56","$ 1.063,04","$ 21.260,77","$ 0,00","$ 0,00"]
[14332,"Señal Entrad Prohib.a Pers. no autoriza(suministro","UN",162641,"$ 162.641,00","$ 0,00","$ 0,00","$ 0,00","$ 0,00"]
[16051,"SEÑAL ENTRADA (6X0.80M) 2 CARAS (Sum+Instal)","UN",1536768.92,"$ 1.262.133,60","$ 55.604,38","$ 147.807,64","$ 71.223,30","$ 0,00"]
[14743,"SEÑAL ENTRADA 95X25    (SUM + INST)","UN",170210.82,"$ 120.236,26","$ 1.125,02","$ 32.705,59","$ 16.143,95","$ 0,00"]
[14317,"señal entrada 95x25 (suministro)","UN",99987,"$ 99.987,00","$ 0,00","$ 0,00","$ 0,00","$ 0,00"]
[12732,"Señal entrada 95x25 *Instalacion*","UN",70223.820000000007,"$ 20.249,26","$ 1.125,02","$ 32.705,59","$ 16.143,95","$ 0,00"]
[14338,"Señal entrada prohibida perso no aurto (suministro","UN",154916,"$ 154.916,00","$ 0,00","$ 0,00","$ 0,00","$ 0,00"]
[14759,"Señal Extintor  (SUM + INST)","UN",42065.11,"$ 19.342,56","$ 1.082,03","$ 21.640,52","$ 0,00","$ 0,00"]
[14333,"Señal Extintor (Suministro)","UN",18960,"$ 18.960,00","$ 0,00","$ 0,00","$ 0,00","$ 0,00"]
[14750,"Señal Extintor con Texto   (SUM + INST)","UN",41592.370000000003,"$ 19.268,56","$ 1.063,04","$ 21.260,77","$ 0,00","$ 0,00"]
[14324,"Señal extintor con texto (Suministro)","UN",18886,"$ 18.886,00","$ 0,00","$ 0,00","$ 0,00","$ 0,00"]
[11544,"Señal IDE-46 Dos caras (sumin+instal) **","UN",671135.68,"$ 567.313,16","$ 2.686,44","$ 82.369,92","$ 18.766,15","$ 0,00"]
[13722,"Señal IDE-46 Una Cara (Instalación)","UN",114789.18,"$ 11.451,15","$ 2.676,32","$ 81.433,83","$ 19.227,87","$ 0,00"]
[14685,"SEÑAL IDE-67 1 CARA (SUM + INST)","UN",545738.18000000005,"$ 442.400,15","$ 2.676,32","$ 81.433,83","$ 19.227,87","$ 0,00"]
[14849,"Señal IDE-67 1 Cara(DESM+SUM+INST)","UN",584349.67000000004,"$ 442.400,15","$ 10.041,13","$ 106.946,75","$ 24.961,63","$ 0,00"]
[15388,"SEÑAL IDG-S 1 CARA (DES+ INST)","UN",106237.01,"$ 20.478,85","$ 7.180,18","$ 65.892,89","$ 12.685,08","$ 0,00"]
[15387,"SEÑAL IDG-S 1 CARA (DESM. + INST.)","UN",0,"$ 0,00","$ 0,00","$ 0,00","$ 0,00","$ 0,00"]
[14682,"SEÑAL IDG-S 1 CARA (SUM + INST)","UN",582043.69999999995,"$ 533.791,85","$ 2.193,42","$ 41.257,26","$ 4.801,16","$ 0,00"]
[14847,"SEÑAL IDG-S 1 CARA(DESM+SUM+INST)","UN",619550.01,"$ 533.791,85","$ 7.180,18","$ 65.892,89","$ 12.685,08","$ 0,00"]
[15650,"Señal IDG-S -2  Dos Caras (S/Especif-IDRD) Sum+Insta","UN",549917.06999999995,"$ 496.148,48","$ 2.444,84","$ 46.323,39","$ 5.000,35","$ 0,00"]
[15389,"SEÑAL IDG-S 2 CARAS (DESM.+INST.)","UN",106237.01,"$ 20.478,85","$ 7.180,18","$ 65.892,89","$ 12.685,08","$ 0,00"]
[14684,"SEÑAL IDG-S 2 CARAS (SUM + INST)","UN",541163.69999999995,"$ 492.911,85","$ 2.193,42","$ 41.257,26","$ 4.801,16","$ 0,00"]
[15912,"SEÑAL IDG-S 2 CARAS (SUM + INST)","UN",555450.93999999994,"$ 492.911,85","$ 2.873,77","$ 54.864,15","$ 4.801,16","$ 0,00"]
[14848,"SEÑAL IDG-S 2 CARAS(DESM+SUM+INST)","UN",592957.25,"$ 492.911,85","$ 7.860,53","$ 79.499,78","$ 12.685,08","$ 0,00"]
[12839,"Señal IDG-S 60x70 (Instalación)STPM **","UN",68730.7,"$ 20.478,85","$ 2.193,42","$ 41.257,26","$ 4.801,16","$ 0,00"]
[10315,"Señal IDG-S 60x70 dos caras (sumin+inst)","UN",549917.06999999995,"$ 496.148,48","$ 2.444,84","$ 46.323,39","$ 5.000,35","$ 0,00"]
[12841,"Señal IDG-S 60x70 dos caras (suministro)STPM **","UN",0,"$ 0,00","$ 0,00","$ 0,00","$ 0,00","$ 0,00"]
[10870,"Señal IDG-S 60x70 una cara (sumin+instal) **","UN",596365.78,"$ 534.832,05","$ 2.453,76","$ 46.462,25","$ 12.617,71","$ 0,00"]
[12840,"Señal IDG-S 60x70 una cara (suministro)STPM **","UN",513313,"$ 513.313,00","$ 0,00","$ 0,00","$ 0,00","$ 0,00"]
[16803,"Señal informativ Identifica. escenarios deportivos","UN",1087842.8600000001,"$ 1.046.069,64","$ 2.938,20","$ 31.734,32","$ 7.100,72","$ 0,00"]
[14755,"Señal Informativa 1 Cara    (SUM + INST)","UN",698372.28,"$ 640.956,97","$ 1.673,48","$ 51.058,17","$ 4.683,64","$ 0,00"]
[14746,"SEÑAL INT NUMER 30X1,50  (SUM + INST)","UN",197299.79,"$ 158.009,88","$ 1.870,95","$ 37.418,96","$ 0,00","$ 0,00"]
[14320,"Señal int numer 30x1.50","UN",157181,"$ 157.181,00","$ 0,00","$ 0,00","$ 0,00","$ 0,00"]
[14747,"SEÑAL ORIENTADO 30X1,70  (SUM + INST)","UN",784240.7,"$ 743.164,89","$ 1.955,99","$ 39.119,82","$ 0,00","$ 0,00"]
[14321,"Señal orientador 30x1.70  (Suministro)","UN",742336.01,"$ 742.336,01","$ 0,00","$ 0,00","$ 0,00","$ 0,00"]
[13989,"SEÑAL P4-ID (PARQUE METROPOLITANO (SUM+INST)","UN",0,"$ 0,00","$ 0,00","$ 0,00","$ 0,00","$ 0,00"]
[14744,"SEÑAL PALCO 20X40  (SUM + INST)","UN",43228.07,"$ 23.583,12","$ 935,47","$ 18.709,48","$ 0,00","$ 0,00"]
[14318,"Señal palco 20x40 (suministro)","UN",22818,"$ 22.818,00","$ 0,00","$ 0,00","$ 0,00","$ 0,00"]
[16648,"Señal Para Biosaludable (0.80x1.20m) dos caras","UN",288137.28999999998,"$ 248.855,44","$ 1.876,28","$ 32.435,59","$ 4.969,99","$ 0,00"]
[14221,"Señal Plano Ubic.(0.90x1.20m) 1 Cara H=2.0mTub2\"+p","UN",665291.35,"$ 566.364,23","$ 4.212,51","$ 81.852,64","$ 12.861,98","$ 0,00"]
[14777,"Señal plano ubicacion parque (SUM + INST)","UN",665291.35,"$ 566.364,23","$ 4.212,51","$ 81.852,64","$ 12.861,98","$ 0,00"]
[12718,"Señal Plano UbicaciónParque90x120cms-1cara (sumin)","UN",550745.01,"$ 550.745,01","$ 0,00","$ 0,00","$ 0,00","$ 0,00"]
[12719,"Señal PlanoUbicac. Parque 90x120cms(Instalación)","UN",114546.34,"$ 15.619,22","$ 4.212,51","$ 81.852,64","$ 12.861,98","$ 0,00"]
[16701,"Señal poste direccional (sumin + insta) H.=3.50","UN",421400.6,"$ 405.384,95","$ 96,97","$ 5.835,61","$ 10.083,08","$ 0,00"]
[14757,"Señal Prohibido Fumar   (SUM + INST)","UN",43841.37,"$ 21.517,56","$ 1.063,04","$ 21.260,77","$ 0,00","$ 0,00"]
[14331,"Señal Prohibido Fumar (Suministro)","UN",21135,"$ 21.135,00","$ 0,00","$ 0,00","$ 0,00","$ 0,00"]
[14337,"Señal Prohibido Fumar (Suministro)","UN",19191,"$ 19.191,00","$ 0,00","$ 0,00","$ 0,00","$ 0,00"]
[14762,"Señal Prohibido Fumar Con Texto (SUM + INST)","UN",41897.370000000003,"$ 19.573,56","$ 1.063,04","$ 21.260,77","$ 0,00","$ 0,00"]
[14339,"Señal protec manos con texto (Suministro)","UN",18990,"$ 18.990,00","$ 0,00","$ 0,00","$ 0,00","$ 0,00"]
[14761,"Señal Protección de Manos (SUM + INST)","UN",41897.370000000003,"$ 19.573,56","$ 1.063,04","$ 21.260,77","$ 0,00","$ 0,00"]
[14336,"Señal Protección de Manos (Suministro)","UN",19191,"$ 19.191,00","$ 0,00","$ 0,00","$ 0,00","$ 0,00"]
[14756,"Señal Punto de Encuentro 1 Cara  (SUM + INST)","UN",412484.29,"$ 355.068,98","$ 1.673,48","$ 51.058,17","$ 4.683,64","$ 0,00"]
[14330,"Señal punto de encuentro 1 cara ( Suministro)","UN",333572.01,"$ 333.572,01","$ 0,00","$ 0,00","$ 0,00","$ 0,00"]
[12720,"Señal Punto de Encuentro 300x70cms-2caras (sumin)","UN",4535127.71,"$ 2.018.093,29","$ 547.914,84","$ 935.473,88","$ 356.116,50","$ 677.529,20"]
[12717,"Señal Punto Mando Unificado 200x70cms(Instalación)","UN",1928380,"$ 195.027,59","$ 821.197,24","$ 543.699,23","$ 368.455,94","$ 0,00"]
[12721,"Señal Punto Mando Unificado 300x70cms(Instalación)","UN",2238425.38,"$ 195.422,57","$ 963.629,23","$ 687.176,53","$ 392.197,04","$ 0,00"]
[12710,"Señal PuntoMandoUnificado 200x70cms-2caras (sumin)","UN",3707684.08,"$ 1.783.849,20","$ 447.408,51","$ 765.387,72","$ 237.411,00","$ 473.627,65"]
[14760,"Señal Riesgo Eléctrico  (SUM + INST)","UN",41900.370000000003,"$ 19.576,56","$ 1.063,04","$ 21.260,77","$ 0,00","$ 0,00"]
[14335,"Señal Riesgo Eléctrico (Suministro)","UN",19194,"$ 19.194,00","$ 0,00","$ 0,00","$ 0,00","$ 0,00"]
[14749,"Señal Riesgo Eléctrico con Texto  (SUM + INST)","UN",54915.37,"$ 32.591,56","$ 1.063,04","$ 21.260,77","$ 0,00","$ 0,00"]
[14323,"Señal riesgo electrico con texto (Suministro)","UN",32209,"$ 32.209,00","$ 0,00","$ 0,00","$ 0,00","$ 0,00"]
[14325,"Señal ruta de evacuacion (instalacion)","UN",23599.32,"$ 382,56","$ 1.105,56","$ 22.111,20","$ 0,00","$ 0,00"]
[14752,"Señal Ruta de Evacuación (SUM + INST)","UN",43101.33,"$ 19.884,57","$ 1.105,56","$ 22.111,20","$ 0,00","$ 0,00"]
[14326,"Señal ruta de evacuacion (Suministro)","UN",19502.009999999998,"$ 19.502,01","$ 0,00","$ 0,00","$ 0,00","$ 0,00"]
[13130,"Señal Ruta de la vida - 4 Ejercicios(Sum+Inst.)","UN",104079.12,"$ 26.811,37","$ 2.242,49","$ 73.068,99","$ 1.956,27","$ 0,00"]
[16649,"Señal Ruta de la vida - 6 Ejercicios(Sum+Inst.)","UN",104079.12,"$ 26.811,37","$ 2.242,49","$ 73.068,99","$ 1.956,27","$ 0,00"]
[14741,"SEÑAL SALIDA 25 X 50","UN",108954.42,"$ 87.523,56","$ 1.020,52","$ 20.410,34","$ 0,00","$ 0,00"]
[14753,"Señal Salida de Emerg con ilumina (SUM +  INST)","UN",231468.51,"$ 174.319,56","$ 2.721,38","$ 54.427,57","$ 0,00","$ 0,00"]
[14754,"Señal Salida Emerg sin Iluminación (SUM + INST)","UN",55517.14,"$ 32.657,56","$ 1.088,55","$ 21.771,03","$ 0,00","$ 0,00"]
[14327,"Señal Salida Emergencia con Iluminación (suminist)","UN",173937,"$ 173.937,00","$ 0,00","$ 0,00","$ 0,00","$ 0,00"]
[14328,"Señal Salida Emergencia sin Iluminación (suminist)","UN",32275,"$ 32.275,00","$ 0,00","$ 0,00","$ 0,00","$ 0,00"]
[15386,"Señal SC-120 (Desmonte y instalacion)","UN",75164.41,"$ 11.656,76","$ 6.115,47","$ 45.615,24","$ 11.776,94","$ 0,00"]
[14678,"SEÑAL SC-120 2 CARAS (SUM + INST)","UN",449692.71,"$ 409.476,76","$ 1.687,58","$ 32.485,19","$ 6.043,18","$ 0,00"]
[14843,"SEÑAL SC-120 2 CARAS(DESM+SUM+INST)","UN",0,"$ 0,00","$ 0,00","$ 0,00","$ 0,00","$ 0,00"]
[14844,"SEÑAL SC-120 2 CARAS(DESM+SUM+INST)","UN",472984.41,"$ 409.476,76","$ 6.115,47","$ 45.615,24","$ 11.776,94","$ 0,00"]
[12972,"Señal SC-120 dos caras (desm.) STPM","UN",23291.7,"$ 0,00","$ 4.427,89","$ 13.130,05","$ 5.733,76","$ 0,00"]
[12830,"Señal SC-120 dos caras (instalación)STPM **","UN",51872.71,"$ 11.656,76","$ 1.687,58","$ 32.485,19","$ 6.043,18","$ 0,00"]
[10867,"Señal SC-120 dos caras (sumin+instal) **","UN",449692.71,"$ 409.476,76","$ 1.687,58","$ 32.485,19","$ 6.043,18","$ 0,00"]
[12831,"Señal SC-120 dos caras (suministro)STPM **","UN",397820,"$ 397.820,00","$ 0,00","$ 0,00","$ 0,00","$ 0,00"]
[11683,"Señal SC-120 Una cara (sumin+instal) **","UN",411298.64,"$ 353.438,39","$ 1.814,23","$ 52.541,03","$ 3.504,99","$ 0,00"]
[12832,"Señal SC-80 - 30x40  (instalación)STPM **","UN",61877.88,"$ 10.759,53","$ 1.826,76","$ 34.677,19","$ 14.614,40","$ 0,00"]
[14680,"SEÑAL SC-80 1 CARA (SUM + INST)","UN",437797.88,"$ 386.679,53","$ 1.826,76","$ 34.677,19","$ 14.614,40","$ 0,00"]
[14845,"SEÑAL SC-80 1 CARA(DESM+SUM+INST)","UN",458761.75,"$ 386.679,53","$ 10.343,23","$ 44.257,71","$ 17.481,28","$ 0,00"]
[14846,"SEÑAL SC-80 2 CARA(DESM+SUM+INST)","UN",436387.75,"$ 364.305,53","$ 10.343,23","$ 44.257,71","$ 17.481,28","$ 0,00"]
[14681,"SEÑAL SC-80 2 CARAS (SUM + INST)","UN",415423.88,"$ 364.305,53","$ 1.826,76","$ 34.677,19","$ 14.614,40","$ 0,00"]
[11596,"Señal SC-80 30x40 dos caras (sumin+instal) **","UN",412984.61,"$ 368.921,39","$ 1.147,28","$ 35.131,62","$ 7.784,32","$ 0,00"]
[12836,"Señal SC-80 30x40 dos caras (Suministro)STPM **","UN",353546,"$ 353.546,00","$ 0,00","$ 0,00","$ 0,00","$ 0,00"]
[10314,"Señal SC-80 30x40 una cara (sumin+instal) **","UN",436061.24,"$ 391.295,39","$ 1.849,91","$ 35.131,62","$ 7.784,32","$ 0,00"]
[12833,"Señal SC-80 30x40 una cara (suministro)STPM **","UN",375920,"$ 375.920,00","$ 0,00","$ 0,00","$ 0,00","$ 0,00"]
[14742,"SEÑAL SERVICIOS 33X30   (SUM + INST)","UN",59533.71,"$ 38.102,85","$ 1.020,52","$ 20.410,34","$ 0,00","$ 0,00"]
[14745,"SEÑAL TRIBUNAS 30X1,20  (SUM + INST)","UN",132336.26,"$ 101.975,88","$ 1.445,73","$ 28.914,65","$ 0,00","$ 0,00"]
[14319,"Señal tribunas 30x1.20 (Suministro)","UN",101147,"$ 101.147,00","$ 0,00","$ 0,00","$ 0,00","$ 0,00"]
[11127,"Señal turistica acero inox dos caras (sumin+instal","UN",654534.31999999995,"$ 487.887,39","$ 1.814,23","$ 52.541,03","$ 3.504,99","$ 108.786,68"]
[14329,"Señales Informativa (suministro)","UN",619460,"$ 619.460,00","$ 0,00","$ 0,00","$ 0,00","$ 0,00"]
[13721,"Señales Preventiv-Informativ-reglam(Intalación)","UN",78912.28,"$ 21.496,97","$ 1.673,48","$ 51.058,17","$ 4.683,64","$ 0,00"]
[11928,"Señales Preventiv-Informativ-reglam(Sum+Ints.)Font","UN",80085.649999999994,"$ 21.898,93","$ 1.698,92","$ 51.334,68","$ 5.153,10","$ 0,00"]
[18161,"SEÑALETICA PARA CDRC","??",0,"$ 0,00","$ 0,00","$ 0,00","$ 0,00","$ 0,00"]
[17513,"Señaliza natación espalda A.I.4postes+4ancla+1jgBa","UN",179066.46,"$ 1.738,51","$ 3.477,02","$ 173.850,93","$ 0,00","$ 0,00"]
[17515,"Señaliza salida falsa A.I.2postes+2ancla+1jgFlotad","UN",179066.46,"$ 1.738,51","$ 3.477,02","$ 173.850,93","$ 0,00","$ 0,00"]
[18186,"Señaliza salida falsa A.I.2postes+2ancla+1jgFlotad","UN",179066.46,"$ 1.738,51","$ 3.477,02","$ 173.850,93","$ 0,00","$ 0,00"]
[740,"SEÑALIZACION","UN",2922,"$ 0,00","$ 0,00","$ 2.922,00","$ 0,00","$ 0,00"]
[11128,"Señalizacion general de obras grandes**","??",6206348.25,"$ 6.203.426,25","$ 0,00","$ 2.922,00","$ 0,00","$ 0,00"]
[19233,"Señalización Natación Espalda Sum+ inst  CDRC COMETAS","UN",8277278.9800000004,"$ 8.250.000,00","$ 1.299,00","$ 25.979,98","$ 0,00","$ 0,00"]
[3934,"SEÑALIZACIÓN PARA EXCAVACION","DD",25255.11,"$ 25.255,11","$ 0,00","$ 0,00","$ 0,00","$ 0,00"]
[19024,"SeñalizaciónCarrilesMembranaCRDC-CometasSUM+INST","UN",155581.28,"$ 120.000,00","$ 1.694,35","$ 33.886,93","$ 0,00","$ 0,00"]
[15927,"SERVICIO DE VACTOR PARA PARA TAPONAMIENTO DE TUBER","HR",268948,"$ 268.948,00","$ 0,00","$ 0,00","$ 0,00","$ 0,00"]
[14929,"Seto Eugenia Andícola(Siemb+Caja+Tier. Abonada)","ML",70905.3,"$ 55.481,80","$ 204,10","$ 10.205,17","$ 5.014,23","$ 0,00"]
[16351,"SIAMESA BRONCE 3\"X2 1/2\"X2 1/2\" (sum+inst)","UN",1483748.05,"$ 1.119.872,00","$ 17.312,41","$ 346.248,28","$ 315,36","$ 0,00"]
[14781,"SIAMESA DE BRONCE DE 3X21/2\"X21/2\" (Sum+Inst)","UN",81801.149999999994,"$ 0,00","$ 3.895,29","$ 77.905,86","$ 0,00","$ 0,00"]
[13273,"SIAMESA DE BRONCE DE 4\"X2 salidas de 21/2\" (Sum+I","UN",648592.63,"$ 574.232,00","$ 1.458,05","$ 72.902,58","$ 0,00","$ 0,00"]
[15271,"SIETE CUEROS PARA JARDIN(Suministro+Instalación)**","M2",54897.46,"$ 29.460,37","$ 1.104,44","$ 21.609,12","$ 2.723,54","$ 0,00"]
[11092,"Sifon concreto 10\"    **","UN",929709.16,"$ 867.770,88","$ 1.734,88","$ 57.829,29","$ 2.374,11","$ 0,00"]
[11093,"Sifon concreto 16\"    **","UN",61925.440000000002,"$ 0,00","$ 1.734,50","$ 57.816,83","$ 2.374,11","$ 0,00"]
[11094,"Sifon concreto 33\"    **","UN",61925.440000000002,"$ 0,00","$ 1.734,50","$ 57.816,83","$ 2.374,11","$ 0,00"]
[12778,"Sifon de PisoPVC S  ( 3\")   incluye 1 m de tuberi","UN",89063.59,"$ 49.071,91","$ 1.904,37","$ 38.087,31","$ 0,00","$ 0,00"]
[14375,"Sifon lavaplatos incluy 1m. tubo (Sumin. e Inst.)","UN",45108.36,"$ 36.928,24","$ 389,53","$ 7.790,59","$ 0,00","$ 0,00"]
[11137,"Sifon PVC S  ( 10\")  incluye 1 m de tuberia    **","UN",3294587.24,"$ 3.204.962,20","$ 2.541,29","$ 84.709,64","$ 2.374,11","$ 0,00"]
[10103,"Sifon PVC S  ( 2\")     incluy 1 m de tuberia **","UN",39576.550000000003,"$ 32.759,78","$ 324,61","$ 6.492,16","$ 0,00","$ 0,00"]
[10102,"Sifon PVC S  ( 3\")   incluye 1 m de tuberia   **","UN",145574.68,"$ 72.862,54","$ 3.462,48","$ 69.249,66","$ 0,00","$ 0,00"]
[10101,"Sifon PVC S  ( 4\")  incluye 1 m de tuberia    **","UN",128864.22,"$ 56.152,08","$ 3.462,48","$ 69.249,66","$ 0,00","$ 0,00"]
[11101,"Sifon PVC S  ( 8\")  incluye 1 m de tuberia    **","UN",135145.60000000001,"$ 45.520,56","$ 2.541,29","$ 84.709,64","$ 2.374,11","$ 0,00"]
[14479,"Sifon PVCS ( 3\") Incl 0.20M de tuberia+tapón+tapa","UN",64261.84,"$ 28.232,28","$ 692,50","$ 34.624,83","$ 712,23","$ 0,00"]
[12728,"Sika Transparente (Sum + Inst.)***","M2",14542.43,"$ 0,00","$ 692,50","$ 13.849,93","$ 0,00","$ 0,00"]
[12572,"SikaColor 555W (Tres Capas min12 mils o 305micras)","M2",14069.8,"$ 0,00","$ 669,99","$ 13.399,81","$ 0,00","$ 0,00"]
[12368,"SikaFerrogard inhibidor de corrosión(Sum + Inst.)*","M2",7271.22,"$ 0,00","$ 346,25","$ 6.924,97","$ 0,00","$ 0,00"]
[17804,"Silla Auditorio Tubula. Metal Poliuret-CDRC-Fontan","UN",0,"$ 0,00","$ 0,00","$ 0,00","$ 0,00","$ 0,00"]
[16853,"Silla AuditorioTubular metalPoliuret.Inyect(508mm)","UN",0,"$ 0,00","$ 0,00","$ 0,00","$ 0,00","$ 0,00"]
[17699,"Silla AuditorioTubular metalPoliuret.InyectNova35","UN",0,"$ 0,00","$ 0,00","$ 0,00","$ 0,00","$ 0,00"]
[17399,"SILLA DE SEGURIDAD PLEGABLE PARA DUCHAS EN ACERO I","UN",63195.54,"$ 9.917,94","$ 3.353,22","$ 49.924,38","$ 0,00","$ 0,00"]
[12185,"Silla en Madera Inglesa Madera zapan(sum+ inst)**","UN",174396.97,"$ 19.507,14","$ 280,04","$ 150.596,65","$ 4.013,15","$ 0,00"]
[14311,"Silla Giratoria (suministro)","UN",0,"$ 0,00","$ 0,00","$ 0,00","$ 0,00","$ 0,00"]
[18565,"Silla Gorgona Polip mod x sopla plast sin espaldar","UN",16107.07,"$ 2.929,08","$ 265,44","$ 12.912,54","$ 0,00","$ 0,00"]
[14370,"Silla graderia - Suministro","UN",0,"$ 0,00","$ 0,00","$ 0,00","$ 0,00","$ 0,00"]
[19162,"Silla Graderias Edificio Deportivo CEFE COMETAS","UN",530458.99,"$ 530.458,99","$ 0,00","$ 0,00","$ 0,00","$ 0,00"]
[14305,"Silla Plástica  (suministro)","UN",0,"$ 0,00","$ 0,00","$ 0,00","$ 0,00","$ 0,00"]
[13177,"Silla red alta, contacto permanente, brazo fijo **","UN",0,"$ 0,00","$ 0,00","$ 0,00","$ 0,00","$ 0,00"]
[16574,"Silla Yee PVC Ø12\"x8\" (Sumin + Instal)","UN",155994.26999999999,"$ 140.906,50","$ 718,47","$ 14.369,30","$ 0,00","$ 0,00"]
[16575,"Silla Yee PVC Ø14\"x 6\" (Sumin + Instal)","UN",49496.41,"$ 34.408,64","$ 718,47","$ 14.369,30","$ 0,00","$ 0,00"]
[12590,"SillaInterloc.IsóscelesTapiz.EspumaAltaDensid.Paño","UN",0,"$ 0,00","$ 0,00","$ 0,00","$ 0,00","$ 0,00"]
[12589,"SillaRef.PentaAltaLisaPañoCarcasaErgonómicaAmareto","UN",0,"$ 0,00","$ 0,00","$ 0,00","$ 0,00","$ 0,00"]
[13048,"Sillas madera para palcos L=3.5m **","UN",0,"$ 0,00","$ 0,00","$ 0,00","$ 0,00","$ 0,00"]
[15055,"SILLAS PARA GRADERIA TIPO CARIBE O SIM(SUM + INST)","UN",0,"$ 0,00","$ 0,00","$ 0,00","$ 0,00","$ 0,00"]
[12591,"SillaTip.GerenteRef.Excell.BrazosEspu.AltaDens.","UN",0,"$ 0,00","$ 0,00","$ 0,00","$ 0,00","$ 0,00"]
[17766,"Sirena de 30W (SUMI INST)","UN",43398.080000000002,"$ 0,00","$ 1.709,24","$ 41.688,84","$ 0,00","$ 0,00"]
[18813,"SIRENA DIGITAL MICROPROCESADA Y DIRECCIONABLE","UN",28092.43,"$ 0,00","$ 222,88","$ 27.860,41","$ 9,14","$ 0,00"]
[16583,"Sirena estrobo con modulo NAC","UN",829214.6,"$ 774.498,00","$ 2.605,55","$ 52.111,05","$ 0,00","$ 0,00"]
[18453,"SIRENA LUZ ESTROBOSCOPICA","UN",332776.5,"$ 249.398,00","$ 21.244,76","$ 62.133,74","$ 0,00","$ 0,00"]
[17730,"Sirena roja pared luz LED UL FM (SUMI INST)","UN",148373.70000000001,"$ 115.040,00","$ 330,04","$ 33.003,66","$ 0,00","$ 0,00"]
[17731,"Sirena Techo luz LED UL FM (SUMI INST)","UN",151009.69,"$ 117.675,99","$ 330,04","$ 33.003,66","$ 0,00","$ 0,00"]
[11889,"Sist Automat Lutron o super Cable Contr Interconex","UN",0,"$ 0,00","$ 0,00","$ 0,00","$ 0,00","$ 0,00"]
[11874,"Sist automatismo control alumbrado Tablero Gral.","UN",169343,"$ 169.343,00","$ 0,00","$ 0,00","$ 0,00","$ 0,00"]
[11885,"Sist AutomatismoLutronosuperioTbl Plazolet(NO USAR","UN",0,"$ 0,00","$ 0,00","$ 0,00","$ 0,00","$ 0,00"]
[15360,"Sist de imperm  manto Impervinil HR1(NO UTILIZAR)","M2",31286.5,"$ 8.745,74","$ 1.073,37","$ 21.467,39","$ 0,00","$ 0,00"]
[12224,"Sist detección de incendio y de humo archivo IDRD","UN",0,"$ 0,00","$ 0,00","$ 0,00","$ 0,00","$ 0,00"]
[11816,"SIST PUESTA A TIERRA S/E T1,T2,T3,T4 según diseño*","UN",2850095.82,"$ 2.632.966,46","$ 43.425,87","$ 173.703,49","$ 0,00","$ 0,00"]
[11778,"SIST PUESTA A TIERRA VARILLA S/E T5 300 KVA Fontan","UN",2745316.46,"$ 2.632.966,46","$ 5.350,00","$ 107.000,00","$ 0,00","$ 0,00"]
[11882,"Sist. Automat Lutron o superior Tablero Gral. Edif","UN",0,"$ 0,00","$ 0,00","$ 0,00","$ 0,00","$ 0,00"]
[14478,"Sist. de imperm.  manto Impervinil HR1200 RF","M2",51317.24,"$ 25.595,70","$ 3.417,96","$ 22.303,58","$ 0,00","$ 0,00"]
[12072,"SIST. DE PUESTA A TIERRA TRS VARILLAS 5/8\" X 2,4","UN",1342825.78,"$ 1.288.109,18","$ 2.605,55","$ 52.111,05","$ 0,00","$ 0,00"]
[16876,"Sist.Impem.CubiertaMembrana Sarnafil G-476-151","M2",103116.17,"$ 76.849,11","$ 4.151,10","$ 22.115,95","$ 0,00","$ 0,00"]
[16878,"Sist.Impem.CubiertaMembrana Sarnafil G-476-151+lam","M2",102944.33,"$ 76.849,11","$ 3.979,26","$ 22.115,95","$ 0,00","$ 0,00"]
[15094,"Sist.Impem.Manto  Sarnafil S327-12LWhite","M2",92474.12,"$ 67.953,87","$ 3.255,41","$ 21.264,84","$ 0,00","$ 0,00"]
[18157,"SIST-CFP-TIPO II 67602-00 Cub-PiscinaSum+inst CRDC","UN",0,"$ 0,00","$ 0,00","$ 0,00","$ 0,00","$ 0,00"]
[19017,"SistDesinfeccUltravioleta60m³/h220V50HzCometasCRDC","UN",4935581.28,"$ 4.900.000,00","$ 1.694,35","$ 33.886,93","$ 0,00","$ 0,00"]
[11891,"Siste Exosto y Silenciador Planta 300 KVA  Fontan","UN",0,"$ 0,00","$ 0,00","$ 0,00","$ 0,00","$ 0,00"]
[19346,"SISTEMA CALENTAMIENTO AGUA DUCHAS - CEFE COMETAS","UN",75294073.640000001,"$ 70.983.728,63","$ 0,00","$ 0,00","$ 0,00","$ 4.310.345,01"]
[10574,"Sistema CCTV - Mantenimiento preventivo","UN",2002271.51,"$ 198.610,60","$ 178.301,18","$ 1.625.359,73","$ 0,00","$ 0,00"]
[18156,"SISTEMA CEP-TIPO II 67602-00LATCHWAYS sum+instCRDC","UN",0,"$ 0,00","$ 0,00","$ 0,00","$ 0,00","$ 0,00"]
[10573,"Sistema Control Accesos - Mantenimiento preventivo","UN",2002271.51,"$ 198.610,60","$ 178.301,18","$ 1.625.359,73","$ 0,00","$ 0,00"]
[10579,"Sistema de Control de Iluminación Estadio El Campín - Show de Luces","UN",230664483,"$ 230.664.483,00","$ 0,00","$ 0,00","$ 0,00","$ 0,00"]
[17473,"SISTEMA DE CONTROL HVAC SUM E INST","UN",5712676.5099999998,"$ 56.527,57","$ 3.391,65","$ 5.652.757,29","$ 0,00","$ 0,00"]
[17470,"SISTEMA DE CONTROL VENTILACION SUM E INST","UN",9520465.6699999999,"$ 94.234,05","$ 2.827,02","$ 9.423.404,60","$ 0,00","$ 0,00"]
[18989,"Sistema de cubierta verde","M2",214730.6,"$ 149.558,78","$ 3.203,86","$ 60.505,88","$ 1.462,11","$ 0,00"]
[10472,"Sistema de cubierta verde COMETAS","M2",110195.12,"$ 77.760,09","$ 3.350,27","$ 26.710,67","$ 2.374,11","$ 0,00"]
[18611,"SISTEMA DE DETECCIÓN DE INCENDIO","??",124564213.39,"$ 124.564.213,39","$ 0,00","$ 0,00","$ 0,00","$ 0,00"]
[10565,"SISTEMA DE MEJORAMIENTO CON GEOCELDA SLOPERUNNER ","M2",74059.31,"$ 74.059,31","$ 0,00","$ 0,00","$ 0,00","$ 0,00"]
[15440,"SISTEMA DE PUESTA A TIERRA VARILLA 5/8\" X 2,4 m","UN",467398.64,"$ 430.920,90","$ 1.737,04","$ 34.740,70","$ 0,00","$ 0,00"]
[20617,"Sistema de recolección de Aguas Lluvias EKOMURO G3 (Para 1 módulo) 0,60X2,35","UN",1262016.1100000001,"$ 670.749,65","$ 30.939,98","$ 333.448,71","$ 20.412,17","$ 206.465,61"]
[20615,"Sistema de recolección de Aguas Lluvias EKOMURO G3 (Para 6 módulos) 3,25x2,44","UN",7408657.4900000002,"$ 3.735.785,61","$ 206.005,00","$ 2.130.860,95","$ 125.970,72","$ 1.210.035,21"]
[16095,"SISTEMA DE RIEGO PISTA DE ATLETISMO UDS","GL",2587798.27,"$ 0,00","$ 0,00","$ 2.587.798,27","$ 0,00","$ 0,00"]
[10571,"Sistema Detección de Incendios - Mantenimiento preventivo","UN",2002271.51,"$ 198.610,60","$ 178.301,18","$ 1.625.359,73","$ 0,00","$ 0,00"]
[19229,"SISTEMA DOSIFIC CONTROL ORP (SUM+INS) CEFE COMETAS","UN",17036181.719999999,"$ 17.000.343,91","$ 1.711,13","$ 34.126,69","$ 0,00","$ 0,00"]
[14312,"SISTEMA GRADERIA RETRACTIL(90puestos) CEFE COMETAS","UN",315414775,"$ 315.414.775,00","$ 0,00","$ 0,00","$ 0,00","$ 0,00"]
[19020,"Sistema LiberaciónVacio CRDC - CometasSUM+INST","UN",3227267.05,"$ 3.200.000,00","$ 1.298,43","$ 25.968,62","$ 0,00","$ 0,00"]
[17608,"SISTEMA MONITOREO, CONTROL Y DOSIFIC PRODUC QUIMIC","UN",368563.96,"$ 3.477,02","$ 17.385,09","$ 347.701,85","$ 0,00","$ 0,00"]
[11777,"SISTEMA PUESTA A TIERRA VARILLA 5/8\" X 2,4 m #2AWG","UN",1484247.04,"$ 1.393.052,70","$ 4.342,59","$ 86.851,75","$ 0,00","$ 0,00"]
[15350,"SISTEMA PUESTA TIERRA VARILLA 5/8\" X 2,4 m 2/0 AWG","UN",1849611.36,"$ 1.667.222,70","$ 8.685,17","$ 173.703,49","$ 0,00","$ 0,00"]
[18567,"SistemaCloraciónTipoWardenConAutomatizS/EspeciCDRC","UN",215860.93,"$ 2.039,75","$ 10.187,89","$ 203.633,28","$ 0,00","$ 0,00"]
[18689,"SistemaCubreLosas+Perfil a la VistaAluminio(S/Desc","M2",1247.9100000000001,"$ 25,16","$ 23,98","$ 1.198,78","$ 0,00","$ 0,00"]
[19357,"SistemaDrenajeSITEDRAIN-6012(Syntex)","ML",72128.759999999995,"$ 70.026,50","$ 61,23","$ 2.041,03","$ 0,00","$ 0,00"]
[18264,"SistemaFachadaFijaPuertaBatienteEnMallaS/Especific","M2",1307.8499999999999,"$ 25,16","$ 83,92","$ 1.198,78","$ 0,00","$ 0,00"]
[18691,"SistemaFachadaPisotechoNS25-8+PerfilAlumAnoniz(S/D","M2",1247.9100000000001,"$ 25,16","$ 23,98","$ 1.198,78","$ 0,00","$ 0,00"]
[18693,"SistemaFachadaPisotechoNS25-8+PerfilAlumVid4+4(S/D","M2",1247.9100000000001,"$ 25,16","$ 23,98","$ 1.198,78","$ 0,00","$ 0,00"]
[13069,"SLURING EMULSION CRL-1,CRL-0 Y ARENA DE PEÑA (Sum+","M2",18015.86,"$ 4.621,58","$ 637,82","$ 12.756,46","$ 0,00","$ 0,00"]
[10643,"Sobre cimient Mampost Estructur h<=0.6 PT-16 **","M2",147581.01999999999,"$ 89.725,13","$ 3.411,41","$ 54.444,49","$ 0,00","$ 0,00"]
[10641,"Sobre cimient Mampost Estructur h>0.6 PT-16 **","M2",214588.46,"$ 141.753,14","$ 4.835,30","$ 68.000,00","$ 0,00","$ 0,00"]
[16747,"SobreanchoPlazoletasAdoquin/SenderosPolvo Ladrillo","M2",184489.01,"$ 42.542,43","$ 14.577,55","$ 49.077,09","$ 78.291,94","$ 0,00"]
[101,"SOBRECIMIENTO CONCRETO 15x25","M3",744162.15,"$ 516.584,51","$ 1.712,44","$ 225.865,20","$ 0,00","$ 0,00"]
[102,"SOBRECIMIENTO CONCRETO 3.000psi","M3",794856.61,"$ 564.950,46","$ 1.712,44","$ 228.193,71","$ 0,00","$ 0,00"]
[768,"SOBRECIMIENTOS (0.12)  CONCRETODO","ML",22229.29,"$ 9.129,38","$ 0,00","$ 13.099,91","$ 0,00","$ 0,00"]
[157,"SOBRECIMIENTOS (0.15)","ML",32051.09,"$ 18.708,06","$ 0,00","$ 13.343,02","$ 0,00","$ 0,00"]
[767,"SOBRECIMIENTOS (0.15)","ML",25475.64,"$ 9.129,38","$ 778,39","$ 15.567,87","$ 0,00","$ 0,00"]
[158,"SOBRECIMIENTOS (0.25)","ML",44594.19,"$ 31.008,06","$ 0,00","$ 13.586,13","$ 0,00","$ 0,00"]
[14027,"SOBREPISO BLOQUE+MALLA+CONC.2.500PSI","M2",88928.44,"$ 43.229,17","$ 1.541,40","$ 30.827,95","$ 13.329,92","$ 0,00"]
[14953,"SOFTWAVE 25 LISA (SIN ESTRU+TRASN+ACCES) SUM + INS","M2",18654.21,"$ 0,00","$ 2.454,79","$ 16.199,42","$ 0,00","$ 0,00"]
[17504,"SOLDADURA EXOTERMICA","UN",68814.03,"$ 35.711,36","$ 99,01","$ 33.003,66","$ 0,00","$ 0,00"]
[15021,"Soldadura exotérmica para Varilla (1 por varilla)","UN",70035.16,"$ 35.381,32","$ 1.650,18","$ 33.003,66","$ 0,00","$ 0,00"]
[719,"SOMBRERETE P/CHIMENEA","UN",71710.33,"$ 50.087,53","$ 0,00","$ 21.622,80","$ 0,00","$ 0,00"]
[17893,"SOPORTE ACERO INOXIDABLE LINEA DE VIDA","UN",0,"$ 0,00","$ 0,00","$ 0,00","$ 0,00","$ 0,00"]
[17273,"SOPORTE ANTISISMICO (CUATRO VIAS) 6\"","UN",107288.78,"$ 1.901,88","$ 2.066,41","$ 103.320,49","$ 0,00","$ 0,00"]
[17268,"SOPORTE ANTISISMICO LATERAL (DOS VIAS) 2 1/2\"","UN",49311.73,"$ 874,02","$ 949,76","$ 47.487,95","$ 0,00","$ 0,00"]
[17270,"SOPORTE ANTISISMICO LATERAL (DOS VIAS) 4\"","UN",45698.35,"$ 810,03","$ 880,16","$ 44.008,16","$ 0,00","$ 0,00"]
[17272,"SOPORTE ANTISISMICO LATERAL (DOS VIAS) 6\"","UN",53643.7,"$ 950,26","$ 1.033,20","$ 51.660,24","$ 0,00","$ 0,00"]
[17267,"SOPORTE ANTISISMICO LONGITUDINAL (DOS VIAS) 2 1/2\"","UN",72412.89,"$ 1.283,80","$ 1.394,69","$ 69.734,40","$ 0,00","$ 0,00"]
[17269,"SOPORTE ANTISISMICO LONGITUDINAL (DOS VIAS) 4\"","UN",65096.49,"$ 1.154,47","$ 1.253,77","$ 62.688,25","$ 0,00","$ 0,00"]
[17271,"SOPORTE ANTISISMICO LONGITUDINAL (DOS VIAS) 6\"","UN",65922.39,"$ 1.168,08","$ 1.269,69","$ 63.484,62","$ 0,00","$ 0,00"]
[16607,"Soporte para Plataforma juegos infantiles(Sum+inst","UN",89717.39,"$ 13.885,80","$ 8.612,86","$ 55.586,71","$ 11.632,03","$ 0,00"]
[12587,"Soporte/CostadoFrestandingColdroll.+Pint.Elec.(S+I","UN",0,"$ 0,00","$ 0,00","$ 0,00","$ 0,00","$ 0,00"]
[17520,"SOPORTES DEHN SNAP","UN",3514.02,"$ 34,74","$ 5,21","$ 3.474,07","$ 0,00","$ 0,00"]
[18448,"SOTFWARE GRAFICO-SPACE UTILIZATION EDGE","UN",0,"$ 0,00","$ 0,00","$ 0,00","$ 0,00","$ 0,00"]
[13112,"SPLITER DERIVAC. TV 1ENTRAD. 2 SALID( Sumin e Inst","ML",5471.66,"$ 0,00","$ 260,56","$ 5.211,10","$ 0,00","$ 0,00"]
[17566,"Spool 0,80m tubo ø10\"a inox ASPIRADO+LIBERAC Vacio","UN",211763.84,"$ 1.434,04","$ 66.926,11","$ 143.403,69","$ 0,00","$ 0,00"]
[17611,"SPOOL CALEFACCION 85cm tubo de ø6\" acero inoxPisci","UN",137193.92000000001,"$ 717,02","$ 64.775,06","$ 71.701,84","$ 0,00","$ 0,00"]
[17564,"Spool Filtración 8.5m, tubo ø10\" en acero inox Pis","UN",360903.66,"$ 2.868,07","$ 71.228,22","$ 286.807,37","$ 0,00","$ 0,00"]
[16255,"Spot LED 35 W 2643 lm - CRDC-Cometas","UN",212565.59,"$ 189.767,00","$ 1.085,65","$ 21.712,94","$ 0,00","$ 0,00"]
[17677,"SRIPT TELEFONICO 20 PARES 60X60X10","UN",73794.45,"$ 729,55","$ 109,43","$ 72.955,47","$ 0,00","$ 0,00"]
["10624-1","STELL DECK PUENTE","M2",205556.54,"$ 169.945,12","$ 6.941,03","$ 28.670,39","$ 0,00","$ 0,00"]
[17729,"Stopper protector de activador manual (SUMI INST)","UN",232308.45,"$ 213.010,00","$ 191,07","$ 19.107,38","$ 0,00","$ 0,00"]
[18667,"STRAP 1 1/2 x 1\"","UN",2797.92,"$ 78,49","$ 53,32","$ 2.666,11","$ 0,00","$ 0,00"]
[16336,"STRAP 1 1/2\"X1\"*1 1/4\"","UN",9089.02,"$ 0,00","$ 432,81","$ 8.656,21","$ 0,00","$ 0,00"]
[17223,"STRAP 1 1/4 x 1\"","UN",2797.92,"$ 78,49","$ 53,32","$ 2.666,11","$ 0,00","$ 0,00"]
[17221,"STRAP 2 1/2 x 1\"","UN",4760.8500000000004,"$ 134,28","$ 90,72","$ 4.535,85","$ 0,00","$ 0,00"]
[18666,"STRAP 2 x 1\"","UN",3052.94,"$ 86,28","$ 58,17","$ 2.908,49","$ 0,00","$ 0,00"]
[16337,"STRAP 2\" X 1\" X 1 1/4\"","UN",9089.02,"$ 0,00","$ 432,81","$ 8.656,21","$ 0,00","$ 0,00"]
[11808,"STRIP GENERAL DE 50 PARES","UN",226840,"$ 0,00","$ 12.840,00","$ 214.000,00","$ 0,00","$ 0,00"]
[552,"STRIP TELEFONOS 10 PARES","UN",154948.79,"$ 36.396,16","$ 5.645,36","$ 112.907,27","$ 0,00","$ 0,00"]
[11855,"Sub Tablero cancha de tennis adultos y niños (Font","UN",3337566.41,"$ 3.119.638,01","$ 4.273,11","$ 213.655,29","$ 0,00","$ 0,00"]
[11857,"Sub Tablero Juegos Infantiles (Fontanar)","UN",1112947.4099999999,"$ 898.302,01","$ 0,00","$ 214.645,40","$ 0,00","$ 0,00"]
[16041,"SUBBASE GRANULAR SBG-1, Y SBG-2 (SIN IMPRIMACIÓN)","M3",172180.42,"$ 103.041,90","$ 21.406,18","$ 13.976,81","$ 33.755,53","$ 0,00"]
[15509,"SUBE Y BAJA PARA GIMNASIO CANINO (SUM+INSTAL)","UN",170801.68,"$ 67.736,03","$ 4.227,44","$ 84.922,27","$ 13.915,97","$ 0,00"]
[16585,"Subestac.TipoH-30Kva(Celd+Dps+Transformador)","UN",39952984.119999997,"$ 39.040.095,03","$ 18.238,87","$ 607.962,22","$ 286.688,00","$ 0,00"]
[16584,"Subestac.TipoH-75Kva(Celd+Fusi+Cel+Term+Dps+Transf","UN",44120395.899999999,"$ 42.670.763,03","$ 33.872,18","$ 1.129.072,69","$ 286.688,00","$ 0,00"]
[133,"SUBESTACION  LOCAL","UN",1399758.14,"$ 1.071.458,55","$ 15.633,31","$ 312.666,28","$ 0,00","$ 0,00"]
[16623,"Subestación Derivación(45Kva)Gabi+Celd+Fusi+Transf","UN",13702313.48,"$ 12.189.460,03","$ 500.992,00","$ 868.517,45","$ 143.344,00","$ 0,00"]
[16622,"Subestación Derivación(75Kva)Gabi+Celd+Fusi+Transf","UN",22843227.48,"$ 21.330.374,03","$ 500.992,00","$ 868.517,45","$ 143.344,00","$ 0,00"]
[15449,"SUBESTACION PEDESTAL 75 KVA-11.4-208/110V (Sum+ins","UN",1341478.5900000001,"$ 794.312,60","$ 26.055,52","$ 521.110,47","$ 0,00","$ 0,00"]
[10024,"Submuracion concretCiclopeo2500 psi  mezcladObra**","M3",425508.37,"$ 259.355,40","$ 5.341,65","$ 146.965,51","$ 13.845,81","$ 0,00"]
[10243,"Submuracion concretoCiclopeo 3000psi mezcladObra**","M3",468638.88,"$ 270.455,05","$ 9.053,56","$ 147.241,48","$ 41.888,80","$ 0,00"]
[18799,"SUCCION ANTIVORTICE 8\"","UN",0,"$ 0,00","$ 0,00","$ 0,00","$ 0,00","$ 0,00"]
[15925,"SUCCION, TRANSP. Y DISPOSICION FINAL DE LODOS","M3",287595.62,"$ 287.595,62","$ 0,00","$ 0,00","$ 0,00","$ 0,00"]
[13649,"SUM + INST  INTERRUPTOR CONM SENC. LUZ PIL.+TAPA","UN",2605.5500000000002,"$ 0,00","$ 0,00","$ 2.605,55","$ 0,00","$ 0,00"]
[14240,"SUM + INST  SENSOR PARA ILUMINACION","UN",6324.07,"$ 2.850,00","$ 0,00","$ 3.474,07","$ 0,00","$ 0,00"]
[13830,"SUM + INST BOMBILLA  SODIO70W","UN",121280.67,"$ 0,00","$ 103.910,32","$ 17.370,35","$ 0,00","$ 0,00"]
[13621,"Sum + Inst de  tubería galvanizada  CONDUIT 1 ¨","ML",9119.43,"$ 0,00","$ 434,26","$ 8.685,17","$ 0,00","$ 0,00"]
[13620,"Sum + Inst de  tubería galvanizada  CONDUIT 1 1/4¨","ML",10031.370000000001,"$ 0,00","$ 477,68","$ 9.553,69","$ 0,00","$ 0,00"]
[13623,"Sum + Inst de  tubería galvanizada  CONDUIT 1/2 ¨","ML",16088.84,"$ 10.617,18","$ 260,56","$ 5.211,10","$ 0,00","$ 0,00"]
[13619,"Sum + Inst de  tubería galvanizada CONDUIT  1 1/2¨","ML",56498.25,"$ 46.466,88","$ 477,68","$ 9.553,69","$ 0,00","$ 0,00"]
[13618,"Sum + Inst de  tubería galvanizada CONDUIT 2¨","ML",72264.84,"$ 62.233,47","$ 477,68","$ 9.553,69","$ 0,00","$ 0,00"]
[13897,"SUM + INST DE CABLE UTP Cat 5E","ML",1960.71,"$ 0,00","$ 50,01","$ 1.667,02","$ 243,68","$ 0,00"]
[13819,"SUM + INST DE CABLE UTP Cat 5E -Trab. Gran Altura","ML",10897.09,"$ 3.406,58","$ 1.312,09","$ 5.318,36","$ 860,06","$ 0,00"]
[13498,"SUM + INST DE CABLE UTP Cat 6 AMP","ML",3807.03,"$ 2.090,00","$ 50,01","$ 1.667,02","$ 0,00","$ 0,00"]
[13799,"SUM + INST DE CABLE UTP Cat 6 AMP-Trab. Gran Altur","ML",10236.129999999999,"$ 2.745,62","$ 1.312,09","$ 5.318,36","$ 860,06","$ 0,00"]
[13499,"SUM + INST DE PATCH CORD 5 mts Cat 6","UN",8348.91,"$ 0,00","$ 333,40","$ 6.668,08","$ 1.347,43","$ 0,00"]
[15031,"SUM + INST DE TVSS CATEG-A EN TABLERO GEN. B-TENS.","UN",94842.1,"$ 0,00","$ 4.516,29","$ 90.325,81","$ 0,00","$ 0,00"]
[15088,"SUM + INST DURMIENTE 4X4 (3MTS)PINO SECO SEPILLADO","ML",5796.77,"$ 0,00","$ 112,26","$ 5.612,84","$ 71,67","$ 0,00"]
[13494,"SUM + INST DURMIENTE 8X4 (3MTS)","ML",3415.35,"$ 98,65","$ 63,35","$ 3.167,34","$ 86,01","$ 0,00"]
[13648,"Sum + Inst interruptor triple incluye tapa","UN",4342.59,"$ 0,00","$ 0,00","$ 4.342,59","$ 0,00","$ 0,00"]
[13500,"SUM + INST LAVAMANOS ACER INOX REDONDO  ESF","UN",388630.72,"$ 309.281,75","$ 1.162,37","$ 58.118,44","$ 20.068,16","$ 0,00"]
[13496,"SUM + INST SOBREPUESTA CAJA PLASTICA CONDUIT DOBLE","UN",4748.1499999999996,"$ 0,00","$ 66,68","$ 3.334,04","$ 1.347,43","$ 0,00"]
[14263,"Sum + Inst Switch de 12 puestos categoria 6","UN",18238.87,"$ 0,00","$ 868,52","$ 17.370,35","$ 0,00","$ 0,00"]
[14264,"Sum + Inst Switch de 8 puestos categoria 6","UN",18238.87,"$ 0,00","$ 868,52","$ 17.370,35","$ 0,00","$ 0,00"]
[13495,"SUM + INST TAPA LUZ PUERTA MADERA","ML",4676.7700000000004,"$ 98,65","$ 63,35","$ 3.167,34","$ 1.347,43","$ 0,00"]
[13637,"SUM + INST TOMA LOGICA DOBLE  CAT 6","UN",3400.72,"$ 0,00","$ 66,68","$ 3.334,04","$ 0,00","$ 0,00"]
[14216,"SUM + INST TOMA LOGICA SENCILLA  CAT 6","UN",3400.72,"$ 0,00","$ 66,68","$ 3.334,04","$ 0,00","$ 0,00"]
[13497,"SUM + INST TOMA RJ45 Cat 6 AMP","UN",4748.1499999999996,"$ 0,00","$ 66,68","$ 3.334,04","$ 1.347,43","$ 0,00"]
[12774,"SUM + INST. LAMPARA FLUORESC.60X60 EUROP.)**","UN",117681.7,"$ 85.164,22","$ 2.757,83","$ 29.759,65","$ 0,00","$ 0,00"]
[16028,"SUM + INSTAL BANNER (0.60X6.30M)ACCESOS DOS CARAS","UN",568672.34,"$ 90.214,20","$ 90.803,62","$ 340.172,32","$ 47.482,20","$ 0,00"]
[13013,"Sum + Instalac.Asiento Fibra lona Columpio-STPM","UN",107359.28,"$ 79.347,36","$ 5.337,78","$ 15.363,60","$ 7.310,54","$ 0,00"]
[14259,"Sum + InstalGABINETE MET.(0,60MX0.60Mx0,80M)+multi","UN",659211.53,"$ 510.237,00","$ 6.309,05","$ 126.180,92","$ 16.484,56","$ 0,00"]
[14045,"Sum + InstalGABINETE MET.(1.2X0.60Mx0,80M)+ventila","UN",148974.53,"$ 0,00","$ 6.309,05","$ 126.180,92","$ 16.484,56","$ 0,00"]
[11227,"SUM +INST.LAMPARA 60X60ESPECULAR 4X17WTUBOT8**","UN",24177.03,"$ 336,00","$ 1.094,33","$ 21.886,64","$ 860,06","$ 0,00"]
[18410,"Sum e Ins Difusor Sum Grandes Alt Mod.VDR-H-E1-800","UN",120133.78,"$ 10.545,20","$ 6.764,49","$ 99.871,20","$ 2.952,89","$ 0,00"]
[18893,"SUM E INST ACCESS POINT INC MARC Y ACC DE INST","UN",36156.61,"$ 0,00","$ 31.688,14","$ 4.459,33","$ 9,14","$ 0,00"]
[17538,"SUM E INST CABLEADO PARA INST Y CONTROL 3X18 AWG","ML",8101.57,"$ 4.240,80","$ 47,59","$ 2.379,74","$ 1.433,44","$ 0,00"]
[18528,"Sum e inst caldera tipo condensación 500 MBTU","UN",2546440.89,"$ 98.996,00","$ 378.684,42","$ 2.068.760,47","$ 0,00","$ 0,00"]
[17382,"SUM E INST CAMP EXTRAC TIP ADOS A PARED 5.0X1.15M","UN",2881437.2,"$ 16.645,20","$ 83.226,00","$ 1.664.519,92","$ 754.233,12","$ 362.812,96"]
[18901,"SUM E INST CANALETA METALICA 10 X 4 CM, INCLC Y AC","UN",18344.47,"$ 0,00","$ 13.869,91","$ 4.459,33","$ 15,23","$ 0,00"]
[17934,"SUM E INST DAMPER MANUAL MODELO L-D-25 6\"X6\"","UN",214194.84,"$ 108.252,40","$ 6.526,70","$ 95.115,42","$ 4.300,32","$ 0,00"]
[17933,"SUM E INST DAMPER MANUAL MODELO L-D-25 8\"X6\"","UN",222345.64,"$ 116.403,20","$ 6.526,70","$ 95.115,42","$ 4.300,32","$ 0,00"]
[18526,"Sum e inst de extractor axial de presión 150 cfm","UN",195824.62,"$ 83.386,11","$ 5.231,35","$ 104.626,97","$ 2.580,19","$ 0,00"]
[18492,"Sum e inst de manguera flexible aisl 12\"","ML",32755.66,"$ 2.531,13","$ 1.084,32","$ 21.686,32","$ 7.453,89","$ 0,00"]
[13665,"Sum e inst de pach cord 1.50 m catergoría 6","UN",18044.7,"$ 0,00","$ 781,67","$ 7.816,66","$ 9.446,37","$ 0,00"]
[13662,"Sum e inst de pach panel de 8 puerto categoria 6","UN",116728.74,"$ 0,00","$ 12.506,65","$ 104.222,09","$ 0,00","$ 0,00"]
[18884,"SUM E INST DE PATCH PANEL DE 24 PUER CAT 6A INC","UN",45112.33,"$ 0,00","$ 445,93","$ 44.593,32","$ 73,08","$ 0,00"]
[18496,"Sum e inst difusor suministro tipo 2 conos, 24\"x24","UN",56538.27,"$ 564,00","$ 2.556,23","$ 51.124,54","$ 2.293,50","$ 0,00"]
[18416,"Sum e Inst Ducto Flexible Aislado Diam. 14","ML",42091.55,"$ 14.896,71","$ 2.840,98","$ 21.400,97","$ 2.952,89","$ 0,00"]
[18494,"Sum e inst ducto lámina de poliisoci 1\"","M2",53706.61,"$ 10.415,99","$ 1.952,24","$ 39.044,88","$ 2.293,50","$ 0,00"]
[17392,"SUM E INST EQ VENT MEC HELICOCENT EN LINEA 700 CFM","UN",1703628.45,"$ 1.518.319,94","$ 5.944,71","$ 118.894,28","$ 60.469,52","$ 0,00"]
[18935,"SUM E INST GABINETE LÓGICO DE 60X60X80CM PARA RACK","UN",644469.24,"$ 545.953,59","$ 31.616,36","$ 66.889,98","$ 9,31","$ 0,00"]
[18500,"Sum e inst ovalducto con recubrimiento en pintura","KG",30602.49,"$ 22.044,72","$ 216,39","$ 4.327,75","$ 4.013,63","$ 0,00"]
[18854,"SUM E INST PATCH CORD 5 FT COLOR AZUL/ROJO; RJ","UN",22961.02,"$ 17.640,77","$ 227,55","$ 4.375,98","$ 716,72","$ 0,00"]
[18828,"SUM E INST PATCH PANEL 48 Puert Cat 6A INC MARC AC","UN",46333.94,"$ 0,00","$ 458,44","$ 45.843,60","$ 31,90","$ 0,00"]
[18424,"Sum e Inst Persiana Desc Tip Fach ModL-RA-LP20x26\"","UN",29651.59,"$ 2.456,75","$ 2.840,98","$ 21.400,97","$ 2.952,89","$ 0,00"]
[18426,"Sum e Inst Persiana Desc Tip Fach ModL-RA-LP22x12\"","UN",211211.59,"$ 184.016,75","$ 2.840,98","$ 21.400,97","$ 2.952,89","$ 0,00"]
[18425,"Sum e Inst Persiana Desc Tip Fach ModL-RA-LP44x34\"","UN",29651.59,"$ 2.456,75","$ 2.840,98","$ 21.400,97","$ 2.952,89","$ 0,00"]
[18920,"SUM E INST PLANTA IP PARA VOZ , 500 USUARIOS, 50 C","UN",240006.88,"$ 14.804,52","$ 2.229,67","$ 222.966,60","$ 6,09","$ 0,00"]
[18406,"Sum e Inst Rejilla de Suministros Mod LHV 32\"x10\"","UN",37740.04,"$ 10.545,20","$ 2.840,98","$ 21.400,97","$ 2.952,89","$ 0,00"]
[18399,"Sum e Inst Rejilla de Suministros Mod LHV 32\"x14\"","UN",37740.04,"$ 10.545,20","$ 2.840,98","$ 21.400,97","$ 2.952,89","$ 0,00"]
[18427,"Sum e Inst Rejilla Reto Tip Cubo ModL-RA-AG10x10\"","UN",29651.59,"$ 2.456,75","$ 2.840,98","$ 21.400,97","$ 2.952,89","$ 0,00"]
[18497,"Sum e inst rejilla retorno tipo aleta fija 18\"x32\"","UN",49547.28,"$ 564,00","$ 2.223,32","$ 44.466,46","$ 2.293,50","$ 0,00"]
[18869,"SUM E INST SWITCH ADM 24P GEST, 24RJ-45 4 SFP 100/","UN",182236.48,"$ 68.450,44","$ 2.229,66","$ 111.483,30","$ 73,08","$ 0,00"]
[18862,"SUM E INST SWITCH ADM 48P GB L2 MANAGED SW","UN",524646.03,"$ 69.718,04","$ 8.918,66","$ 445.933,20","$ 76,13","$ 0,00"]
[18250,"SUM E INSTALACIÓN CABLE DE BAJA VEHICULO # 16 AWG","UN",2147.48,"$ 0,00","$ 471,16","$ 1.389,63","$ 286,69","$ 0,00"]
[13604,"Sum e instalación tablero 36 circuitos  esp totalz","UN",169987.13,"$ 0,00","$ 3.333,08","$ 166.654,05","$ 0,00","$ 0,00"]
[17591,"Sum e instaTuberCPVC-P-Sch-80Ø11/2\"\"Per.PiscRecrea","ML",10390.32,"$ 3.984,33","$ 125,61","$ 6.280,38","$ 0,00","$ 0,00"]
[17593,"Sum e instaTuberCPVC-P-Sch-80Ø2\"\"Per.PiscOlimpica","ML",15897.11,"$ 9.491,12","$ 125,61","$ 6.280,38","$ 0,00","$ 0,00"]
[17592,"Sum e instaTuberCPVC-P-Sch-80Ø2\"\"Per.PiscRecrea","ML",15897.11,"$ 9.491,12","$ 125,61","$ 6.280,38","$ 0,00","$ 0,00"]
[17594,"Sum e instaTuberCPVC-P-Sch-80Ø21/2\"Per.PiscRecreat","ML",15782.02,"$ 6.103,91","$ 189,77","$ 9.488,34","$ 0,00","$ 0,00"]
[17596,"Sum e instaTuberCPVC-P-Sch-80Ø3\"Per.PiscOlimpica","ML",187236.05,"$ 177.557,94","$ 189,77","$ 9.488,34","$ 0,00","$ 0,00"]
[18200,"Sum e instaTuberCPVC-P-Sch-80Ø3\"Per.PiscOlimpica","ML",422381.65,"$ 412.703,54","$ 189,77","$ 9.488,34","$ 0,00","$ 0,00"]
[17595,"Sum e instaTuberCPVC-P-Sch-80Ø3\"Per.PiscRecreat","ML",175618.42,"$ 165.940,31","$ 189,77","$ 9.488,34","$ 0,00","$ 0,00"]
[17599,"Sum e instaTuberCPVC-P-Sch-80Ø4\"CuartoMaqPiscRecre","ML",337246.27,"$ 324.959,44","$ 240,92","$ 12.045,91","$ 0,00","$ 0,00"]
[17598,"Sum e instaTuberCPVC-P-Sch-80Ø4\"Per.PiscOlimpica","ML",263912.95,"$ 254.234,84","$ 189,77","$ 9.488,34","$ 0,00","$ 0,00"]
[17597,"Sum e instaTuberCPVC-P-Sch-80Ø4\"Per.PiscRecreativa","ML",263912.95,"$ 254.234,84","$ 189,77","$ 9.488,34","$ 0,00","$ 0,00"]
[17601,"Sum e instaTuberCPVC-P-Sch-80Ø6\"CuartMaq.PiscRecre","ML",17633.39,"$ 5.346,56","$ 240,92","$ 12.045,91","$ 0,00","$ 0,00"]
[17602,"Sum e instaTuberCPVC-P-Sch-80Ø6\"Perim.PiscOlimpica","ML",13431.26,"$ 3.753,15","$ 189,77","$ 9.488,34","$ 0,00","$ 0,00"]
[17600,"Sum e instaTuberCPVC-P-Sch-80Ø6\"PerimPiscRecreativ","ML",10428.33,"$ 750,22","$ 189,77","$ 9.488,34","$ 0,00","$ 0,00"]
[17603,"Sum e instaTuberCPVC-P-Sch-80Ø6\"PiscOlimpica","ML",75154.759999999995,"$ 62.867,93","$ 240,92","$ 12.045,91","$ 0,00","$ 0,00"]
[17604,"Sum e instaTuberCPVC-P-Sch-80Ø8\"PiscOlimpica","ML",32446.93,"$ 8.078,06","$ 477,82","$ 23.891,05","$ 0,00","$ 0,00"]
[17590,"Sum e instaTuberPVC-P-RDE-21Ø10\"Curt.Maq.PiscOlimp","ML",48907.64,"$ 24.626,53","$ 476,10","$ 23.805,01","$ 0,00","$ 0,00"]
[18214,"Sum e instaTuberPVC-P-RDE-21Ø10\"Perim.PiscOlimp","ML",43701.78,"$ 24.575,99","$ 375,02","$ 18.750,77","$ 0,00","$ 0,00"]
[17674,"Sum Robot carro aspirador piscinas publicas d 50M","UN",0,"$ 0,00","$ 0,00","$ 0,00","$ 0,00","$ 0,00"]
[19164,"Sum trans inst alimentador cable CU HFFRLS (3x10+1x10+1x12) , incluye tubería 3/4\". CDRC Cometas","ML",30372.880000000001,"$ 23.073,68","$ 3,65","$ 7.295,55","$ 0,00","$ 0,00"]
[29164,"Sum trans inst alimentador cable CU HFFRLS (3x12+1x12+1x12) , incluye tubería 3/4\". CDRC Cometas","ML",33563.440000000002,"$ 26.264,24","$ 3,65","$ 7.295,55","$ 0,00","$ 0,00"]
[151004,"SUM TRANS INST KIT BATERÍA DE EMERGENCIA PARA LUMINARIAS SEGÚN PLANO CDRC COMETAS","UN",282996.21000000002,"$ 233.000,00","$ 2.380,77","$ 47.615,44","$ 0,00","$ 0,00"]
[19227,"Sum trans inst Tablero control Ilum CDRC Cometas","UN",9298412.1699999999,"$ 9.252.815,01","$ 2.171,29","$ 43.425,87","$ 0,00","$ 0,00"]
[71717,"Sum trans inst Tablero de planta TPLANTA 208/120 V CDRC Cometas","UN",12384727.58,"$ 12.043.073,01","$ 11.903,86","$ 238.077,21","$ 91.673,50","$ 0,00"]
[151072,"SUM TRANS INST TRANSFORMADOR 400 KVA SECO CLASE H 208/440 V CDRC COMETAS","UN",44666970.810000002,"$ 43.733.165,67","$ 274.303,72","$ 476.154,42","$ 183.347,00","$ 0,00"]
[19216,"Sum, trans e inst de cinta LED. CDRC Cometas","ML",79208.69,"$ 51.850,39","$ 1.302,78","$ 26.055,52","$ 0,00","$ 0,00"]
[18864,"SUM. E INST.  TERMINAL BARRERA ABATIBLE","UN",231287.3,"$ 1.327,20","$ 6.689,00","$ 222.966,60","$ 304,50","$ 0,00"]
[12846,"Sum. e Inst. madera rolliza juego Inf.Madera STPM","UN",4984744.2300000004,"$ 4.463.475,99","$ 42.244,98","$ 194.130,06","$ 284.893,20","$ 0,00"]
[12071,"Sum. e inst. malla No. 5 y parales cancha tenis *","UN",155506.37,"$ 50.317,74","$ 4.763,05","$ 89.746,35","$ 10.679,22","$ 0,00"]
[12584,"SUM. E INST.SUPERFIC.RETORNO(0.60 x 0.90m)**","UN",0,"$ 0,00","$ 0,00","$ 0,00","$ 0,00","$ 0,00"]
[15052,"Sum. e Instal. Cancha Mùltiple Movil Balonce/micro","UN",221017.37,"$ 196.768,00","$ 1.154,73","$ 23.094,64","$ 0,00","$ 0,00"]
[17620,"Sum+ inst Conjunto boquilla para chorro 12GPM","UN",90997.72,"$ 858,47","$ 4.292,35","$ 85.846,90","$ 0,00","$ 0,00"]
[13764,"Sum+ Inst Flanche Lám Galv. Desarrollo 0.20 Cal 26","??",3786585.85,"$ 0,00","$ 176.752,45","$ 3.535.048,93","$ 74.784,47","$ 0,00"]
[15343,"Sum+ inst Proyector+Bombilla(1000 W)+Cable+Emp.M.H","UN",514901.13,"$ 238.580,66","$ 157.281,86","$ 119.038,61","$ 0,00","$ 0,00"]
[17634,"Sum+ inst Reflector subacuatico mini cable50ftlong","UN",76003.95,"$ 717,02","$ 3.585,09","$ 71.701,84","$ 0,00","$ 0,00"]
[17639,"Sum+ inst Reflector subacuatico miniCable100ftlong","UN",76003.95,"$ 717,02","$ 3.585,09","$ 71.701,84","$ 0,00","$ 0,00"]
[17644,"Sum+ instal Nicho reflector mini LED para concreto","UN",0,"$ 0,00","$ 0,00","$ 0,00","$ 0,00","$ 0,00"]
[18709,"Sum+Iinst conducto lámina fibra fono abs. 1 1/2\"","M2",40993.589999999997,"$ 0,00","$ 1.842,86","$ 36.857,23","$ 2.293,50","$ 0,00"]
[18724,"Sum+Iinst Damper motorizado con actuador on-off***","UN",209121.27,"$ 45.785,47","$ 7.668,68","$ 153.373,62","$ 2.293,50","$ 0,00"]
[18722,"Sum+Iinst difusor flujo lam L-FL de 24X24\" cuello","UN",56538.27,"$ 564,00","$ 2.556,23","$ 51.124,54","$ 2.293,50","$ 0,00"]
[18760,"Sum+Iinst ventilador centrífugo 10400 cfm","UN",1313855.68,"$ 301.639,40","$ 536.639,16","$ 475.577,12","$ 0,00","$ 0,00"]
[18521,"Sum+Iinst ventilador helicocentrífugo 350cfm","UN",715162.49,"$ 175.670,19","$ 23.778,86","$ 475.577,12","$ 40.136,32","$ 0,00"]
[17465,"SUM+INST  ASCENSOR RESTAURANTE 2 PARADAS-11-PASAJE","UN",1471811.03,"$ 28.984,03","$ 68.934,39","$ 1.373.892,61","$ 0,00","$ 0,00"]
[14233,"SUM+INST  TABLERO 6 CIRCUITOS","UN",69994.7,"$ 0,00","$ 3.333,08","$ 66.661,62","$ 0,00","$ 0,00"]
[17672,"Sum+Inst Arrancador directo Bomba 5 HP 22-32A/230V","UN",73852.899999999994,"$ 717,02","$ 1.434,04","$ 71.701,84","$ 0,00","$ 0,00"]
[17662,"Sum+Inst Arrancador suave para bomba 50 HP","UN",73852.899999999994,"$ 717,02","$ 1.434,04","$ 71.701,84","$ 0,00","$ 0,00"]
[17467,"SUM+INST ASCENSOR Z-CULTURAL 3 PARADAS-9-PASAJEROS","UN",1480011.98,"$ 36.546,81","$ 68.964,78","$ 1.374.500,39","$ 0,00","$ 0,00"]
[17616,"Sum+inst Boquilla d inyeccion A-Caliente (import)","UN",31130.799999999999,"$ 293,69","$ 1.468,43","$ 29.368,68","$ 0,00","$ 0,00"]
[13765,"SUM+INST BREAKER TOTAL 1000 -1250 AMP REGULABLE","UN",69481.399999999994,"$ 0,00","$ 0,00","$ 69.481,40","$ 0,00","$ 0,00"]
[18756,"Sum+Inst caja ventilación extracción caudal 600cfm","UN",678147.48,"$ 93.111,08","$ 24.684,83","$ 493.696,61","$ 66.654,96","$ 0,00"]
[18529,"Sum+Inst caldera piscina agua caliente 750 MBT/h","UN",115253779.89,"$ 112.806.335,00","$ 378.684,42","$ 2.068.760,47","$ 0,00","$ 0,00"]
[18527,"Sum+Inst caldera ultra alta eficiencia 2500 MBTU/H","UN",2546440.89,"$ 98.996,00","$ 378.684,42","$ 2.068.760,47","$ 0,00","$ 0,00"]
[18701,"Sum+Inst conducto en lámina en fibra de vidrio 1\"","M2",51409.58,"$ 10.415,99","$ 1.842,86","$ 36.857,23","$ 2.293,50","$ 0,00"]
[13675,"Sum+Inst de  tablero 18 circuitos","UN",140530.47,"$ 0,00","$ 6.691,93","$ 133.838,54","$ 0,00","$ 0,00"]
[17460,"SUM+INST DE ASCENSOR PARA GIM 2 PARADAS - 7 PASA","UN",1471811.03,"$ 28.984,03","$ 68.934,39","$ 1.373.892,61","$ 0,00","$ 0,00"]
[19003,"SUM+INST DE BARRAJE DE TIERRA TGB CDRC Cometas","UN",443557.9,"$ 388.841,30","$ 2.605,55","$ 52.111,05","$ 0,00","$ 0,00"]
[19002,"SUM+INST DE BARRAJE DE TIERRA TMGB CDRC Cometas","UN",528766.64,"$ 437.572,30","$ 4.342,59","$ 86.851,75","$ 0,00","$ 0,00"]
[18751,"Sum+Inst difusor tipo inyector aire mod L-SPP2, 8\"","UN",56538.27,"$ 564,00","$ 2.556,23","$ 51.124,54","$ 2.293,50","$ 0,00"]
[17623,"Sum+inst Escalera en acero inoxidable para canal","UN",147705.79999999999,"$ 1.434,04","$ 2.868,07","$ 143.403,69","$ 0,00","$ 0,00"]
[17671,"Sum+Inst Motobomba 5 H -192 gpm+ trampa cabellos","UN",277255.90999999997,"$ 1.434,04","$ 132.418,18","$ 143.403,69","$ 0,00","$ 0,00"]
[14232,"SUM+INST TABLERO DE 12 CTOS","UN",318230.55,"$ 193.240,01","$ 5.951,93","$ 119.038,61","$ 0,00","$ 0,00"]
[19184,"SUM+INST Transferencia Aut Bomba CDRC-Cometas","UN",19812203.329999998,"$ 19.447.426,00","$ 17.370,35","$ 347.406,98","$ 0,00","$ 0,00"]
[17609,"Sum+inst TubPVC-Pres RDE-21-Ø1\"CuartMaqPisc Recrea","ML",31135.02,"$ 21.275,59","$ 193,32","$ 9.666,11","$ 0,00","$ 0,00"]
[17613,"Sum+inst TubPVC-Pres RDE-21-Ø1\"CuartMaqPiscOlimpic","ML",67900.36,"$ 59.767,66","$ 159,46","$ 7.973,24","$ 0,00","$ 0,00"]
[17614,"Sum+inst TubPVC-Pres RDE-21-Ø11/2\"CuartMaqPiscOlim","ML",20918.34,"$ 12.785,64","$ 159,46","$ 7.973,24","$ 0,00","$ 0,00"]
[17632,"Sum+inst TubPVC-Pres RDE-21-Ø2\"CuartMaqPiscOlimpic","ML",72301.06,"$ 64.168,36","$ 159,46","$ 7.973,24","$ 0,00","$ 0,00"]
[17622,"Sum+inst TubPVC-Pres RDE-21-Ø2\"CuartMaqPiscRecreat","ML",98383.39,"$ 90.250,69","$ 159,46","$ 7.973,24","$ 0,00","$ 0,00"]
[17628,"Sum+inst TubPVC-Pres RDE-21-Ø2\"PerimPiscOlimpica","ML",35182.449999999997,"$ 28.776,46","$ 125,61","$ 6.280,38","$ 0,00","$ 0,00"]
[17621,"Sum+inst TubPVC-Pres RDE-21-Ø2\"PerimPiscrecreat","ML",45076.99,"$ 36.944,29","$ 159,46","$ 7.973,24","$ 0,00","$ 0,00"]
[17650,"Sum+inst TubPVC-Pres RDE-21-Ø21/2\"CuartMaqcPiscRec","ML",54673.67,"$ 42.386,84","$ 240,92","$ 12.045,91","$ 0,00","$ 0,00"]
[17649,"Sum+inst TubPVC-Pres RDE-21-Ø21/2\"PerimPiscPiscRec","ML",19321.099999999999,"$ 9.642,99","$ 189,77","$ 9.488,34","$ 0,00","$ 0,00"]
[17659,"Sum+inst TubPVC-Pres RDE-21-Ø3\"CuartMaqPiscOlimpic","ML",63787.76,"$ 51.500,93","$ 240,92","$ 12.045,91","$ 0,00","$ 0,00"]
[17657,"Sum+inst TubPVC-Pres RDE-21-Ø3\"CuartMaqPiscRecreat","ML",96844.42,"$ 84.557,59","$ 240,92","$ 12.045,91","$ 0,00","$ 0,00"]
[17658,"Sum+inst TubPVC-Pres RDE-21-Ø3\"PerimPiscOlimpica","ML",75671.34,"$ 65.993,23","$ 189,77","$ 9.488,34","$ 0,00","$ 0,00"]
[17652,"Sum+inst TubPVC-Pres RDE-21-Ø3\"PerimPiscRecreat","ML",67879.02,"$ 58.200,91","$ 189,77","$ 9.488,34","$ 0,00","$ 0,00"]
[17653,"Sum+inst TubPVC-Pres RDE-21-Ø3\"PerimPiscRecreat","ML",23305.23,"$ 11.018,40","$ 240,92","$ 12.045,91","$ 0,00","$ 0,00"]
[18530,"Sum+Inst Unidad control humedad de 12000 CFM","UN",6213223.6799999997,"$ 1.043.905,60","$ 2.934.105,62","$ 2.235.212,46","$ 0,00","$ 0,00"]
[18531,"Sum+Inst unidad extractora 15900 CFM con variador","UN",3845514.86,"$ 2.583.620,60","$ 548.528,58","$ 713.365,68","$ 0,00","$ 0,00"]
[17645,"Sum+Insta Transformador  luz mini  150 W","UN",76003.95,"$ 717,02","$ 3.585,09","$ 71.701,84","$ 0,00","$ 0,00"]
[14543,"SUM+INSTAL TOMA TRIFILAR INCRUST.(50AMP)250V","UN",10873.22,"$ 3.274,00","$ 147,61","$ 7.380,39","$ 71,22","$ 0,00"]
[13958,"Sum+Instal. Columpio  para  Juego","UN",354019.18,"$ 284.987,92","$ 19.527,98","$ 24.991,46","$ 24.511,82","$ 0,00"]
[15083,"SUM+INSTAL. DE TRANSFER. 500AMP-220V-CONTACTORES","UN",0,"$ 0,00","$ 0,00","$ 0,00","$ 0,00","$ 0,00"]
[15064,"SUM+INSTAL. PUERTA VENTANA PV-1 S/DESCRIPCION TECN","UN",17008.62,"$ 0,00","$ 0,00","$ 17.008,62","$ 0,00","$ 0,00"]
[15065,"SUM+INSTAL. PUERTA VENTANA PV-2 S/DESCRIPCION TECN","UN",17008.62,"$ 0,00","$ 0,00","$ 17.008,62","$ 0,00","$ 0,00"]
[15062,"SUM+INSTAL. REJILLA TIPO PERSIANA(0.77X2.0M) 2 HOJ","UN",0,"$ 0,00","$ 0,00","$ 0,00","$ 0,00","$ 0,00"]
[15144,"SUM+INSTAL.CONC.4.000PSI PLACA TANQUE ALMACENAMIEN","M3",537344.05000000005,"$ 526.964,05","$ 8.648,76","$ 1.731,24","$ 0,00","$ 0,00"]
[18194,"Sum+InstalTubPVC-P-RDE-21Ø4\"CuartMaq Pisc.Recr-A","ML",346285.73,"$ 333.998,90","$ 240,92","$ 12.045,91","$ 0,00","$ 0,00"]
[17606,"Sum+InstTubPVC-P-RDE-21Ø4\"CuartMaq Pisc.Recr - (B)","ML",427616.79,"$ 415.329,96","$ 240,92","$ 12.045,91","$ 0,00","$ 0,00"]
[18223,"Sum+instTubPVC-PresRDE-21-Ø1\"Perim.PiscRecrea-(A)","ML",20698.61,"$ 14.407,84","$ 123,35","$ 6.167,42","$ 0,00","$ 0,00"]
[17553,"Sum+instTubPVC-PresRDE-21-Ø1\"Perim.PiscRecrea-(B)","ML",20155.310000000001,"$ 13.864,54","$ 123,35","$ 6.167,42","$ 0,00","$ 0,00"]
[19009,"Sum+Trans+Inst caja de inspección de 30x30cm (AP-280 ENEL CODENSA) CDRC COMETAS","UN",675394.66,"$ 493.006,00","$ 8.685,17","$ 173.703,49","$ 0,00","$ 0,00"]
[13342,"Sum+trans+inst Interruptor termomagnético ind 3X100/125/150 A, Icc 35kA CDRC Cometas","UN",357628.55,"$ 301.478,51","$ 2.605,55","$ 52.111,05","$ 1.433,44","$ 0,00"]
[15304,"Sume inst Llampara Hermetica 2x32+ tubos+Toma+Clav","UN",84444.76,"$ 65.893,00","$ 842,46","$ 16.849,24","$ 860,06","$ 0,00"]
[14249,"Sume inst. lampara  autonoma","UN",18593.11,"$ 336,00","$ 869,39","$ 17.387,72","$ 0,00","$ 0,00"]
[14246,"Sume inst. lampara redonda cerrada1x26W + bombill","UN",13472.5,"$ 0,00","$ 1.812,46","$ 10.943,32","$ 716,72","$ 0,00"]
[14245,"Sume inst. lampara redonda cerrada1x32  + bombillo","UN",87247.15,"$ 68.990,04","$ 869,39","$ 17.387,72","$ 0,00","$ 0,00"]
[14243,"Sume inst. lampara redonda cerrada2x32  + bombillo","UN",18593.11,"$ 336,00","$ 869,39","$ 17.387,72","$ 0,00","$ 0,00"]
[14248,"Sume inst. lampara tipo tortuga1x16W + bombill","UN",17681.16,"$ 336,00","$ 825,96","$ 16.519,20","$ 0,00","$ 0,00"]
[14247,"Sume inst. lampara tipo tortuga1x26W + bombill","UN",55466.16,"$ 38.121,00","$ 825,96","$ 16.519,20","$ 0,00","$ 0,00"]
[15322,"Sume inst.Bala Dulux Redonda Abierta(1x26W)+ bom","UN",13472.5,"$ 0,00","$ 1.812,46","$ 10.943,32","$ 716,72","$ 0,00"]
[13502,"Sumi + Inst Piso caucho Gimnasio 50X50cm X 3.5 mm","M2",6255.5,"$ 0,00","$ 233,72","$ 4.674,35","$ 1.347,43","$ 0,00"]
[13642,"Sumi e inst de  toma  trifasica de  incrustar+caja","UN",5984.55,"$ 2.441,00","$ 69,48","$ 3.474,07","$ 0,00","$ 0,00"]
[13643,"Sumi e inst de  toma  TV  + caja","UN",5984.55,"$ 2.441,00","$ 69,48","$ 3.474,07","$ 0,00","$ 0,00"]
[13640,"Sumi e inst DE  toma monofasica regulada Uu hospit","UN",3543.55,"$ 0,00","$ 69,48","$ 3.474,07","$ 0,00","$ 0,00"]
[14238,"Sumi e inst de  toma para Video Bean +caja","UN",34526.21,"$ 20.352,00","$ 277,93","$ 13.896,28","$ 0,00","$ 0,00"]
[13644,"Sumi e inst de  toma sonido","UN",5984.55,"$ 2.441,00","$ 69,48","$ 3.474,07","$ 0,00","$ 0,00"]
[19274,"sumi e insts de transferencia automatica bomba con","??",0,"$ 0,00","$ 0,00","$ 0,00","$ 0,00","$ 0,00"]
[13777,"Sumi+Inst Tuberia EMT d=1\" incluy acces y anclaje","ML",40886.65,"$ 14.822,39","$ 1.207,24","$ 24.144,79","$ 712,23","$ 0,00"]
[14369,"Sumi+Insta Kit Luminaria1000W,arrancad,condens,rea","UN",520739.67,"$ 399.459,00","$ 103.910,32","$ 17.370,35","$ 0,00","$ 0,00"]
[14366,"Sumi+Insta Kit Luminaria150W,arrancad,condens,reac","UN",183491.67,"$ 62.211,00","$ 103.910,32","$ 17.370,35","$ 0,00","$ 0,00"]
[14367,"Sumi+Insta Kit Luminaria250W,arrancad,condens,reac","UN",263512.67,"$ 142.232,00","$ 103.910,32","$ 17.370,35","$ 0,00","$ 0,00"]
[14368,"Sumi+Insta Kit Luminaria400W,arrancad,condens,reac","UN",228157.68,"$ 106.877,01","$ 103.910,32","$ 17.370,35","$ 0,00","$ 0,00"]
[17655,"Sumi+InstA Trampa de ø8\"xø5\" - fibra de vidrio","UN",138627.95000000001,"$ 717,02","$ 66.209,09","$ 71.701,84","$ 0,00","$ 0,00"]
[14365,"Sumi+Instal Kit Luminaria70W,arrancad,condens,reac","UN",170351.68,"$ 49.071,01","$ 103.910,32","$ 17.370,35","$ 0,00","$ 0,00"]
[10437,"Sumidero SL100 Suministro+instalac rejilla+marco  **","UN",255373.22,"$ 231.182,83","$ 727,86","$ 23.462,54","$ 0,00","$ 0,00"]
[10719,"SumideroCaja 0.75*1.1*0.85 en concreto **","UN",2115703.84,"$ 1.190.475,01","$ 60.607,40","$ 677.287,00","$ 187.334,38","$ 0,00"]
[10257,"SumideroCaja Lateral SL-100 en ladrillo (sin excav","UN",913801.32,"$ 554.582,66","$ 13.172,75","$ 325.074,58","$ 20.971,33","$ 0,00"]
[10718,"SumideroCaja LateralSL-100 en concreto (inc. excav","UN",1119420.02,"$ 629.880,96","$ 32.067,41","$ 358.352,91","$ 99.118,72","$ 0,00"]
[10265,"SumideroCaja LateralSL-100 en ladrillo con excavac","UN",1024292.68,"$ 554.639,27","$ 16.985,02","$ 362.964,19","$ 89.704,19","$ 0,00"]
[13750,"SUMIN + INST COLUMNAS EN ABARCO PARA BURLADEROS","UN",141387.07,"$ 21.209,76","$ 5.627,17","$ 112.543,32","$ 2.006,82","$ 0,00"]
[13501,"Sumin + Inst Face plate AMP","UN",7487.85,"$ 0,00","$ 60,80","$ 6.079,62","$ 1.347,43","$ 0,00"]
[14531,"SUMIN + INST TABLERO- 8 CIRCUIT.MONOF+BREAK 1X20A","UN",340396.86,"$ 95.184,00","$ 4.761,54","$ 238.077,21","$ 2.374,11","$ 0,00"]
[315,"SUMIN E INST ENCHAPE JULIANA BLANCO 20 X 30","M2",23441.4,"$ 6.629,56","$ 800,56","$ 16.011,29","$ 0,00","$ 0,00"]
[12456,"Sumin e Instal mallas ProtecciónFutbol Nylon Imper","??",8674.4,"$ 0,00","$ 170,09","$ 8.504,31","$ 0,00","$ 0,00"]
[12474,"Sumin e Instal Tripode Metalic.para Aspersor H=1.5","UN",264283.15000000002,"$ 190.915,50","$ 2.600,58","$ 52.011,60","$ 18.755,47","$ 0,00"]
[14413,"SUMIN E INSTAL.CUBIERTA SANWICH DOBLE LAM.CAL.26FV","M2",0,"$ 0,00","$ 0,00","$ 0,00","$ 0,00","$ 0,00"]
[14541,"Sumin e Instalac Bala S/Muro Halogena 50 Itemperie","UN",30957.69,"$ 0,00","$ 4.027,68","$ 24.318,49","$ 2.611,52","$ 0,00"]
[12178,"SUMIN E INSTALACION ENCHAPE 20.5x20.5**","M2",23455.86,"$ 6.644,02","$ 800,56","$ 16.011,29","$ 0,00","$ 0,00"]
[318,"SUMIN E INSTALACION ENCHAPE TURQUI AZUL 25x25 CRNA","M2",34348.230000000003,"$ 6.629,56","$ 1.319,94","$ 26.398,74","$ 0,00","$ 0,00"]
[753,"SUMIN E INSTALACION PISO EGEO BLANCO 25X25 CRNA","M2",17463.59,"$ 3.795,78","$ 268,00","$ 13.399,81","$ 0,00","$ 0,00"]
[17550,"Sumin e instalTubaPVC-P-RDE-21Ø6\"Perim Pisc.Olimp","ML",183958.44,"$ 174.280,33","$ 189,77","$ 9.488,34","$ 0,00","$ 0,00"]
[17587,"Sumin e instalTubaPVC-P-RDE-21Ø6\"Perim Pisc.Recrea","ML",150687.65,"$ 141.009,54","$ 189,77","$ 9.488,34","$ 0,00","$ 0,00"]
[17589,"Sumin e instalTuberPVC-P-RDE-21Ø8\"Curt.Maq.PiscOli","ML",47775.31,"$ 23.494,20","$ 476,10","$ 23.805,01","$ 0,00","$ 0,00"]
[17556,"Sumin e instalTuberPVC-P-RDE-21Ø8\"Curt.Maq.PiscRec","ML",36132.720000000001,"$ 11.851,61","$ 476,10","$ 23.805,01","$ 0,00","$ 0,00"]
[17607,"Sumin e instalTubPVC-P-RDE-21Ø4\"CuartMaq Pisc.Olim","ML",341501.55,"$ 329.214,72","$ 240,92","$ 12.045,91","$ 0,00","$ 0,00"]
[17605,"Sumin e instalTubPVC-P-RDE-21Ø4\"Perim Pisc.Recrea","ML",88928.73,"$ 79.250,62","$ 189,77","$ 9.488,34","$ 0,00","$ 0,00"]
[17565,"Sumin e instalTubPVC-P-RDE-21Ø6\"CuartMaqPiscRecre","ML",477387.62,"$ 465.100,79","$ 240,92","$ 12.045,91","$ 0,00","$ 0,00"]
[17588,"Sumin e instTuberPVC-P-RDE-21Ø6\"CuarMaqPiscOlimp","ML",1016792.89,"$ 1.004.506,06","$ 240,92","$ 12.045,91","$ 0,00","$ 0,00"]
[11612,"Sumin. e Inst.  Archivad. rodantes a<=2.5m h<=2.1","UN",0,"$ 0,00","$ 0,00","$ 0,00","$ 0,00","$ 0,00"]
[11613,"Sumin. e Inst.  Archivad. rodantes a=2.6m h<=2.1","UN",0,"$ 0,00","$ 0,00","$ 0,00","$ 0,00","$ 0,00"]
[11614,"Sumin. e Inst.  Archivad. rodantes a=3.6m h<=2.1","UN",0,"$ 0,00","$ 0,00","$ 0,00","$ 0,00","$ 0,00"]
[14376,"Sumin. e Inst. sifon para orinal  incluy  tubo","UN",42550.36,"$ 34.370,24","$ 389,53","$ 7.790,59","$ 0,00","$ 0,00"]
[12762,"SUMIN. E INSTAL. DE ALFOMBRA ALFA ALEGRO POLIPROPI","M2",4209.34,"$ 0,00","$ 321,42","$ 3.214,20","$ 673,72","$ 0,00"]
[13000,"Sumin. e Instalac. bolardoBajo hierro M-62-STPM","UN",165732.41,"$ 132.381,28","$ 1.565,01","$ 31.287,55","$ 498,56","$ 0,00"]
[13011,"Sumin.cadena Galvan.3/8\"(1.5-2.0m) -STPM","UN",56850,"$ 56.850,00","$ 0,00","$ 0,00","$ 0,00","$ 0,00"]
[16077,"Sumin/ inst Puerta entamb marco (80 x 2.05 - 2.20)","UN",63460.02,"$ 38.508,05","$ 489,25","$ 24.462,72","$ 0,00","$ 0,00"]
[13035,"Sumin/aplicac endurecedor Rocktop gris y curado**","M2",30117.439999999999,"$ 9.017,21","$ 4.601,50","$ 16.498,73","$ 0,00","$ 0,00"]
[13953,"Sumin+Instal de Sifón D=4\"(Inc.Excav+Rellenos)","UN",55658.19,"$ 28.070,28","$ 1.644,68","$ 16.446,79","$ 9.496,44","$ 0,00"]
[18396,"Sumin+Instal PinturaEpoxicaDuctosVentilaS/Especifi","M2",49390.05,"$ 23.834,54","$ 1.188,94","$ 23.778,86","$ 587,71","$ 0,00"]
[14782,"Sumin+Instal.Cubiert Maxbond Fronton-fachad4mm+per","M2",0,"$ 0,00","$ 0,00","$ 0,00","$ 0,00","$ 0,00"]
[15947,"SUMIN+INSTALAC-TAPON HG- 2\"(Dos ptos de soldad)","UN",17964.66,"$ 7.112,68","$ 3.236,76","$ 7.615,22","$ 0,00","$ 0,00"]
[15948,"SUMIN+INSTALAC-TAPON HG- 3\"(Dos ptos de soldadura)","UN",36322.660000000003,"$ 25.470,68","$ 3.236,76","$ 7.615,22","$ 0,00","$ 0,00"]
[15950,"SUMIN+INSTALAC-TAPON HG-21/2\"(Dos ptos soldadura)","UN",26591.67,"$ 15.739,69","$ 3.236,76","$ 7.615,22","$ 0,00","$ 0,00"]
[18129,"Sumin+Siembra y MtoEspecMayores(Arboles-Palmas)","GL",0,"$ 0,00","$ 0,00","$ 0,00","$ 0,00","$ 0,00"]
[14219,"Sumini. e Inst. Cubierta Teja Tipo Sandw+pint+acc","M2",0,"$ 0,00","$ 0,00","$ 0,00","$ 0,00","$ 0,00"]
[16048,"SUMINIOSTR+ INSTAL. PENDON (6.0X1.0M)+Bannner13Onz","UN",0,"$ 0,00","$ 0,00","$ 0,00","$ 0,00","$ 0,00"]
[18134,"Suminist,Siembra y Mto. Especies en Jardineras.","GL",0,"$ 0,00","$ 0,00","$ 0,00","$ 0,00","$ 0,00"]
[14535,"SUMINIST. E INSTAL. INTERRUPTOR SENCILLO BLANCO","UN",8454.39,"$ 4.989,00","$ 165,02","$ 3.300,37","$ 0,00","$ 0,00"]
[11548,"Suministo e instalcion geotec NT1800 **","M2",6424.11,"$ 6.397,74","$ 1,26","$ 25,11","$ 0,00","$ 0,00"]
[11547,"Suministo e instalcion geotec NT2000 **","M2",8053.41,"$ 8.027,04","$ 1,26","$ 25,11","$ 0,00","$ 0,00"]
[12695,"SUMINISTRO  POSTE H=3.0M**","UN",176660.92,"$ 7.462,73","$ 16.856,86","$ 50.254,60","$ 102.086,73","$ 0,00"]
[12694,"SUMINISTRO  POSTE H=3.30M**","UN",189667.99,"$ 7.462,73","$ 18.039,32","$ 62.079,21","$ 102.086,73","$ 0,00"]
[12691,"SUMINISTRO  POSTE METALICO  H=3.0M**","UN",0,"$ 0,00","$ 0,00","$ 0,00","$ 0,00","$ 0,00"]
[13012,"Suministro + Inst. Acople Columpio -STPM**","UN",66479.95,"$ 45.970,28","$ 7.095,10","$ 4.813,93","$ 8.600,64","$ 0,00"]
[16049,"SUMINISTRO + INSTAL. PENDON (6.0X1.0M)+Bannner13On","UN",57662.51,"$ 0,00","$ 2.131,50","$ 42.630,05","$ 12.900,96","$ 0,00"]
[14278,"Suministro acople en U lam cal 3/16\"","UN",59890,"$ 59.890,00","$ 0,00","$ 0,00","$ 0,00","$ 0,00"]
[12547,"Suministro Acople Sencillo en SColumpio -STPM**","UN",43100,"$ 43.100,00","$ 0,00","$ 0,00","$ 0,00","$ 0,00"]
[14253,"Suministro- Agarradera **","UN",69547,"$ 69.547,00","$ 0,00","$ 0,00","$ 0,00","$ 0,00"]
[13532,"Suministro- Agarradera Balancin 3/4\" -STPM**","UN",67862,"$ 67.862,00","$ 0,00","$ 0,00","$ 0,00","$ 0,00"]
[14285,"Suministro Asador","UN",477282,"$ 477.282,00","$ 0,00","$ 0,00","$ 0,00","$ 0,00"]
[14277,"Suministro Asiento en Fibra de vidrio","UN",81422,"$ 81.422,00","$ 0,00","$ 0,00","$ 0,00","$ 0,00"]
[14204,"Suministro Asiento Fibra lona Columpio-STPM**","UN",0,"$ 0,00","$ 0,00","$ 0,00","$ 0,00","$ 0,00"]
[13366,"SUMINISTRO ASIENTO PARA SANITARIO","UN",60463.1,"$ 52.749,00","$ 367,34","$ 7.346,76","$ 0,00","$ 0,00"]
[12866,"Suministro Balancin Tubo Galv.2\"x2.00m-STPM**","UN",858844,"$ 858.844,00","$ 0,00","$ 0,00","$ 0,00","$ 0,00"]
[12867,"Suministro Balancin Tubo Galv.2\"x2.50m-STPM**","UN",1130916,"$ 1.130.916,00","$ 0,00","$ 0,00","$ 0,00","$ 0,00"]
[13527,"Suministro- Banca Abdominales Bajo -STPM**","UN",1150302.24,"$ 1.138.118,00","$ 0,00","$ 0,00","$ 12.184,24","$ 0,00"]
[12704,"Suministro Baranda Discapacitados-STPM**","ML",219237,"$ 219.237,00","$ 0,00","$ 0,00","$ 0,00","$ 0,00"]
[12698,"Suministro baranda M-83ES***","ML",259779,"$ 259.779,00","$ 0,00","$ 0,00","$ 0,00","$ 0,00"]
[12999,"Suministro bolardoBajo hierro M-62-STPM**","UN",125555,"$ 125.555,00","$ 0,00","$ 0,00","$ 0,00","$ 0,00"]
[17874,"SUMINISTRO BOMBAS EYECTORAS CON H = 6.26M Y Q=3.0","UN",0,"$ 0,00","$ 0,00","$ 0,00","$ 0,00","$ 0,00"]
[17675,"Suministro carro aspirador metalico ø1,1/2\"  (IMPO","UN",0,"$ 0,00","$ 0,00","$ 0,00","$ 0,00","$ 0,00"]
[17572,"Suministro Cepillo de nylon - Longitud 18\"","UN",73918,"$ 73.918,00","$ 0,00","$ 0,00","$ 0,00","$ 0,00"]
[17573,"Suministro Cepillo de pared recto para aseo  (IMPO","UN",49642,"$ 49.642,00","$ 0,00","$ 0,00","$ 0,00","$ 0,00"]
[12674,"SUMINISTRO CONTRAHUELLA EN LAMINA-STPM**","UN",11631.48,"$ 1.266,30","$ 1.853,06","$ 5.645,24","$ 2.866,88","$ 0,00"]
[12913,"Suministro de  Balancin Madera-STPM**","UN",886322,"$ 886.322,00","$ 0,00","$ 0,00","$ 0,00","$ 0,00"]
[13314,"Suministro de Acople en S para  Columpio**","UN",0,"$ 0,00","$ 0,00","$ 0,00","$ 0,00","$ 0,00"]
[17885,"SUMINISTRO DE BOMBA CONTRA INCENDIO 750 GPM @ 135","UN",0,"$ 0,00","$ 0,00","$ 0,00","$ 0,00","$ 0,00"]
[17642,"SUMINISTRO DE COMBUSTIBLE (ACPM)","??",0,"$ 0,00","$ 0,00","$ 0,00","$ 0,00","$ 0,00"]
[15957,"Suministro de Discos Lámina HR (1/8\") D=0.30M","UN",15620.43,"$ 14.866,00","$ 35,93","$ 718,50","$ 0,00","$ 0,00"]
[17585,"Suministro de Equipo de Oxigeno terapia adulto y p","UN",606708.01,"$ 606.708,01","$ 0,00","$ 0,00","$ 0,00","$ 0,00"]
[17887,"SUMINISTRO DE ROCIADOR  TIPO UPRIGHT K=11,2  - QR","UN",1953.51,"$ 1.300,14","$ 12,81","$ 640,56","$ 0,00","$ 0,00"]
[13530,"Suministro de Tabla en Madera para Carrusel","UN",5397.09,"$ 3.497,80","$ 0,00","$ 0,00","$ 1.899,29","$ 0,00"]
[12914,"Suministro Deslizadero Fibra de Vidrio 2.4m-STPM**","UN",316642.01,"$ 316.642,01","$ 0,00","$ 0,00","$ 0,00","$ 0,00"]
[13358,"Suministro Deslizadero Fibra de Vidrio 3.0m-STPM**","UN",407222,"$ 407.222,00","$ 0,00","$ 0,00","$ 0,00","$ 0,00"]
[12907,"Suministro Deslizadero Fibra de Vidrio 4m-STPM***","UN",677097.01,"$ 677.097,01","$ 0,00","$ 0,00","$ 0,00","$ 0,00"]
[17577,"Suministro Diagrama de flujo filtracion - Carteler","UN",29933.46,"$ 282,39","$ 1.411,96","$ 28.239,11","$ 0,00","$ 0,00"]
[13990,"SUMINISTRO DOTACION FLEXION ADULTOS/MAY-IDRD","UN",2848736,"$ 2.848.736,00","$ 0,00","$ 0,00","$ 0,00","$ 0,00"]
[16089,"Suministro e  instalacion Anemómetro electr. Win","??",43281.04,"$ 0,00","$ 0,00","$ 43.281,04","$ 0,00","$ 0,00"]
[13865,"Suministro e inst. de Hidrante Conexión PVC3\"","UN",97122.65,"$ 0,00","$ 1.904,37","$ 95.218,28","$ 0,00","$ 0,00"]
[928,"SUMINISTRO E INSTAL DE PISO CLASICA CREMA MARFIL","M2",30741.54,"$ 6.658,48","$ 1.146,81","$ 22.936,26","$ 0,00","$ 0,00"]
[11511,"Suministro e Instal Tapa Camara MT Codensa **","UN",44010.91,"$ 0,00","$ 862,96","$ 43.147,95","$ 0,00","$ 0,00"]
[13837,"Suministro e instalac Guaya galvaniz 5/16\"**","ML",16689.3,"$ 1.169,50","$ 739,04","$ 14.780,76","$ 0,00","$ 0,00"]
[13767,"Suministro e instalac. tapa toma corriente**","UN",6515.4,"$ 1.210,00","$ 430,18","$ 4.301,84","$ 573,38","$ 0,00"]
[913,"SUMINISTRO E INSTALACIN DE ALFOMBRA PAVCO DALTON","M2",2805.12,"$ 0,00","$ 0,00","$ 2.805,12","$ 0,00","$ 0,00"]
[915,"SUMINISTRO E INSTALACIN DE ALFOMBRA PAVCO MAGISTRA","M2",2805.12,"$ 0,00","$ 0,00","$ 2.805,12","$ 0,00","$ 0,00"]
[916,"SUMINISTRO E INSTALACIN DE ALFOMBRA PAVCO MALAGA","M2",2805.12,"$ 0,00","$ 0,00","$ 2.805,12","$ 0,00","$ 0,00"]
[13508,"Suministro e instalaciòn  Calentador  paso electri","UN",81968.58,"$ 59.062,00","$ 1.026,63","$ 20.532,52","$ 1.347,43","$ 0,00"]
[17935,"SUMINISTRO E INSTALACIÓN  FILTRO METALICO LAVABLE","UN",17936.47,"$ 0,00","$ 1.746,72","$ 11.889,43","$ 4.300,32","$ 0,00"]
[10548,"suministro e instalacion  Luminaria MILLENIUM de 40W (2700-6500)K,       ","UN",1171436.3799999999,"$ 871.706,00","$ 190.895,42","$ 105.968,08","$ 2.866,88","$ 0,00"]
[10549,"suministro e instalacion  Luminaria MILLENIUM de 70W (2700-6500)K,    ","UN",1406290.38,"$ 1.106.560,00","$ 190.895,42","$ 105.968,08","$ 2.866,88","$ 0,00"]
[10554,"Suministro e Instalacion  SWITCH 24 PUERTOS 10/100/1000 4SFP CAPA 3 light ","UN",12240195.5,"$ 10.531.500,00","$ 341.739,10","$ 1.366.956,40","$ 0,00","$ 0,00"]
[10564,"Suministro e instalacion \"EQUIPO DE DESINFECCIÓN UV-2 LÁMPARAS PISCINAS ","UN",155923781.28,"$ 152.920.900,02","$ 700.774,65","$ 2.302.106,61","$ 0,00","$ 0,00"]
[15526,"Suministro e instalacion Amplificador de cuatro ca","UN",0,"$ 0,00","$ 0,00","$ 0,00","$ 0,00","$ 0,00"]
[17582,"Suministro e instalación Camilla con inmovilizador","UN",189552.89,"$ 161.031,39","$ 282,39","$ 28.239,11","$ 0,00","$ 0,00"]
[13070,"SUMINISTRO E INSTALACION CERRAMIENTO H=1M MALLA ES","ML",231553.85,"$ 146.924,54","$ 9.359,40","$ 75.269,91","$ 0,00","$ 0,00"]
[58,"SUMINISTRO E INSTALACION DE ACCESORIO GRES 6\"x4\"","UN",22297.24,"$ 227,77","$ 432,73","$ 21.636,74","$ 0,00","$ 0,00"]
[10532,"SUMINISTRO E INSTALACION DE ACCESORIO PVC C907 AZUL 4\"","UN",582818.15,"$ 452.156,20","$ 11.878,36","$ 118.783,59","$ 0,00","$ 0,00"]
[15480,"Suministro e instalación de adoquin de arcilla tip","M2",42206.42,"$ 5.891,89","$ 3.646,38","$ 32.668,15","$ 0,00","$ 0,00"]
[310,"SUMINISTRO E INSTALACION DE ALFOMBRA ALFA KASMIR","M2",231261.19,"$ 228.456,07","$ 0,00","$ 2.805,12","$ 0,00","$ 0,00"]
[309,"SUMINISTRO E INSTALACION DE ALFOMBRA ALFA METROPOL","M2",2805.12,"$ 0,00","$ 0,00","$ 2.805,12","$ 0,00","$ 0,00"]
[906,"SUMINISTRO E INSTALACION DE ALFOMBRA ALFA PREMIER","M2",2805.12,"$ 0,00","$ 0,00","$ 2.805,12","$ 0,00","$ 0,00"]
[311,"SUMINISTRO E INSTALACION DE ALFOMBRA ALFA SPLENDOR","M2",2805.12,"$ 0,00","$ 0,00","$ 2.805,12","$ 0,00","$ 0,00"]
[920,"SUMINISTRO E INSTALACION DE ALFOMBRA PAVCO DAMASCO","M2",2805.12,"$ 0,00","$ 0,00","$ 2.805,12","$ 0,00","$ 0,00"]
[918,"SUMINISTRO E INSTALACION DE ALFOMBRA PAVCO MINK","M2",2805.12,"$ 0,00","$ 0,00","$ 2.805,12","$ 0,00","$ 0,00"]
[919,"SUMINISTRO E INSTALACION DE ALFOMBRA PAVCO MONACO","M2",2805.12,"$ 0,00","$ 0,00","$ 2.805,12","$ 0,00","$ 0,00"]
[912,"SUMINISTRO E INSTALACION DE ALFOMBRA PAVCO OASIS","M2",2805.12,"$ 0,00","$ 0,00","$ 2.805,12","$ 0,00","$ 0,00"]
[921,"SUMINISTRO E INSTALACION DE ALFOMBRA PAVCO REFLEJO","M2",2805.12,"$ 0,00","$ 0,00","$ 2.805,12","$ 0,00","$ 0,00"]
[312,"SUMINISTRO E INSTALACION DE ALFOMBRA PAVCO TRAZOS","M2",2805.12,"$ 0,00","$ 0,00","$ 2.805,12","$ 0,00","$ 0,00"]
[530,"SUMINISTRO E INSTALACION DE ANTENA COMUNAL T.V.","UN",44294.39,"$ 0,00","$ 868,52","$ 43.425,87","$ 0,00","$ 0,00"]
[11526,"Suministro e Instalacion de Bala Halogena 50 W**","UN",30957.69,"$ 0,00","$ 4.027,68","$ 24.318,49","$ 2.611,52","$ 0,00"]
[812,"SUMINISTRO E INSTALACION DE BAÑO  ACUACER CORONA","UN",360211.84,"$ 286.581,90","$ 3.506,19","$ 70.123,75","$ 0,00","$ 0,00"]
[813,"SUMINISTRO E INSTALACION DE BAÑO  CORONA AVANTI","UN",78816.84,"$ 5.186,90","$ 3.506,19","$ 70.123,75","$ 0,00","$ 0,00"]
[17651,"SUMINISTRO E INSTALACIÓN DE BATERÍAS","UN",52710.33,"$ 521,11","$ 78,17","$ 52.111,05","$ 0,00","$ 0,00"]
[532,"SUMINISTRO E INSTALACION DE BOTONERA/FUENTE CITOFO","UN",53153.27,"$ 0,00","$ 1.042,22","$ 52.111,05","$ 0,00","$ 0,00"]
[13600,"Suministro e instalación de cable coaxial RG59","ML",354.36,"$ 0,00","$ 6,95","$ 347,41","$ 0,00","$ 0,00"]
[13601,"Suministro e instalación de cable duplex 2x14","UN",3984.51,"$ 2.531,65","$ 28,49","$ 1.424,37","$ 0,00","$ 0,00"]
[15441,"Suministro e instalación de cable duplex 2x20","UN",3984.51,"$ 2.531,65","$ 28,49","$ 1.424,37","$ 0,00","$ 0,00"]
[533,"SUMINISTRO E INSTALACION DE CANTONERA ELECTRICA","UN",26576.63,"$ 0,00","$ 521,11","$ 26.055,52","$ 0,00","$ 0,00"]
[625,"SUMINISTRO E INSTALACION DE DECORPLAST FACHADA","M2",11583.86,"$ 0,00","$ 1.179,04","$ 10.404,82","$ 0,00","$ 0,00"]
[2030,"SUMINISTRO E INSTALACION DE DERIVACION C/RET INF","UN",718111.47,"$ 466.708,33","$ 49.252,42","$ 202.150,72","$ 0,00","$ 0,00"]
[17876,"SUMINISTRO E INSTALACIÓN DE EQUIPO DE CALDERA","UN",6479569.1299999999,"$ 0,00","$ 0,00","$ 6.479.569,13","$ 0,00","$ 0,00"]
[13036,"SUMINISTRO E INSTALACION DE ESTRUCTURA CALIBRE 20","DD",46698.49,"$ 3.323,02","$ 7.129,90","$ 33.871,46","$ 2.374,11","$ 0,00"]
[13347,"SUMINISTRO E INSTALACION DE ESTRUCTURA METALICA PA","ML",75919.08,"$ 21.149,40","$ 14.422,80","$ 34.312,10","$ 6.034,78","$ 0,00"]
[18523,"Suministro e instalación de extractor axial 176cmf","UN",309972.31,"$ 14.400,00","$ 10.845,54","$ 216.910,72","$ 67.816,05","$ 0,00"]
[10551,"Suministro e Instalacion de Geotextil TR3000/BX 50 o similar ","M2",17830.46,"$ 16.247,90","$ 163,49","$ 1.419,07","$ 0,00","$ 0,00"]
[20623,"Suministro e Instalación de LUMINARIA S1MA 1 4000K V20 127.6W","UN",2320348.54,"$ 44.320,20","$ 2.241.287,64","$ 34.740,70","$ 0,00","$ 0,00"]
[20628,"Suministro e Instalación de LUMINARIA S1MB O MAXIMO M D3 FW ","UN",1318014.54,"$ 44.320,20","$ 1.238.953,64","$ 34.740,70","$ 0,00","$ 0,00"]
[20622,"Suministro e Instalación de LUMINARIA SLCM 4K_82.4W_11683lm_V20","UN",1791458.54,"$ 44.320,20","$ 1.712.397,64","$ 34.740,70","$ 0,00","$ 0,00"]
[20621,"Suministro e Instalación de LUMINARIA SLCS _4K_63.1W_8852lm_V20","UN",1072170.54,"$ 44.320,20","$ 993.109,64","$ 34.740,70","$ 0,00","$ 0,00"]
[20620,"Suministro e Instalación de LUMINARIA SLCS 4K_40.1W_5724lm_V20","UN",1072170.54,"$ 44.320,20","$ 993.109,64","$ 34.740,70","$ 0,00","$ 0,00"]
[20624,"Suministro e Instalación de LUMINARIA SLCS SW07-5,500 LUMENS 39w","UN",935792.54,"$ 44.320,20","$ 856.731,64","$ 34.740,70","$ 0,00","$ 0,00"]
[20626,"Suministro e Instalación de LUMINARIA SLCS SW07-6,950 LUMENS - 52 w","UN",935792.54,"$ 44.320,20","$ 856.731,64","$ 34.740,70","$ 0,00","$ 0,00"]
[20627,"Suministro e Instalación de LUMINARIA SLCS V14:-8,700 LUMENS - 66 w","UN",935792.54,"$ 44.320,20","$ 856.731,64","$ 34.740,70","$ 0,00","$ 0,00"]
[20625,"Suministro e Instalación de LUMINARIA SLCS V14-5,500 LUMENS 39 w","UN",935792.54,"$ 44.320,20","$ 856.731,64","$ 34.740,70","$ 0,00","$ 0,00"]
[245,"SUMINISTRO E INSTALACION DE LUXALON ACERO 130B","M2",15945.98,"$ 0,00","$ 312,67","$ 15.633,31","$ 0,00","$ 0,00"]
[244,"SUMINISTRO E INSTALACION DE LUXALON ACERO 80B","M2",15945.98,"$ 0,00","$ 312,67","$ 15.633,31","$ 0,00","$ 0,00"]
[246,"SUMINISTRO E INSTALACION DE LUXALON ALUMHORIZ 130B","M2",15945.98,"$ 0,00","$ 312,67","$ 15.633,31","$ 0,00","$ 0,00"]
[247,"SUMINISTRO E INSTALACION DE LUXALON ALUMHORIZ 80B","M2",15945.98,"$ 0,00","$ 312,67","$ 15.633,31","$ 0,00","$ 0,00"]
[855,"SUMINISTRO E INSTALACION DE LUXALON MADERALUM 84R","M2",2657.66,"$ 0,00","$ 52,11","$ 2.605,55","$ 0,00","$ 0,00"]
[540,"SUMINISTRO E INSTALACION DE LUXALON TIPO LITE ALUM","M2",2657.66,"$ 0,00","$ 52,11","$ 2.605,55","$ 0,00","$ 0,00"]
[824,"SUMINISTRO E INSTALACION DE MEDIDORES AGUA  1/2\"","UN",2337.6,"$ 0,00","$ 0,00","$ 2.337,60","$ 0,00","$ 0,00"]
[243,"SUMINISTRO E INSTALACION DE MINICELL 5x5 ACERO","M2",72329.210000000006,"$ 56.383,23","$ 312,67","$ 15.633,31","$ 0,00","$ 0,00"]
[344,"SUMINISTRO E INSTALACION DE PARKET GUAYACAN","M2",7063.47,"$ 0,00","$ 138,50","$ 6.924,97","$ 0,00","$ 0,00"]
[343,"SUMINISTRO E INSTALACION DE PARKET ZAPAN","M2",7271.22,"$ 0,00","$ 346,25","$ 6.924,97","$ 0,00","$ 0,00"]
[950,"SUMINISTRO E INSTALACION DE PIRLAN VINILO PAVCO","ML",2922,"$ 0,00","$ 0,00","$ 2.922,00","$ 0,00","$ 0,00"]
[922,"SUMINISTRO E INSTALACION DE PISO  DURAROCK TROYA","M2",30741.54,"$ 6.658,48","$ 1.146,81","$ 22.936,26","$ 0,00","$ 0,00"]
[932,"SUMINISTRO E INSTALACION DE PISO ANTICADO GUAJIRA","M2",30741.54,"$ 6.658,48","$ 1.146,81","$ 22.936,26","$ 0,00","$ 0,00"]
[936,"SUMINISTRO E INSTALACION DE PISO ANTICADO PIZARRA","M2",29594.73,"$ 6.658,48","$ 0,00","$ 22.936,26","$ 0,00","$ 0,00"]
[322,"SUMINISTRO E INSTALACION DE PISO BALD.GRANO MARMOL","M2",30741.54,"$ 6.658,48","$ 1.146,81","$ 22.936,26","$ 0,00","$ 0,00"]
[323,"SUMINISTRO E INSTALACION DE PISO BALD.GRANO MARMOL","M2",30741.54,"$ 6.658,48","$ 1.146,81","$ 22.936,26","$ 0,00","$ 0,00"]
[940,"SUMINISTRO E INSTALACION DE PISO CLASICA CALACATA","M2",30741.54,"$ 6.658,48","$ 1.146,81","$ 22.936,26","$ 0,00","$ 0,00"]
[935,"SUMINISTRO E INSTALACION DE PISO CLASICA MIRO","M2",30741.54,"$ 6.658,48","$ 1.146,81","$ 22.936,26","$ 0,00","$ 0,00"]
[937,"SUMINISTRO E INSTALACION DE PISO CORSICO 33x33  CR","M2",30741.54,"$ 6.658,48","$ 1.146,81","$ 22.936,26","$ 0,00","$ 0,00"]
[927,"SUMINISTRO E INSTALACION DE PISO DURAROCK CAPRI","M2",30741.54,"$ 6.658,48","$ 1.146,81","$ 22.936,26","$ 0,00","$ 0,00"]
[321,"SUMINISTRO E INSTALACION DE PISO EGEO BLANCO","M2",30741.54,"$ 6.658,48","$ 1.146,81","$ 22.936,26","$ 0,00","$ 0,00"]
[926,"SUMINISTRO E INSTALACION DE PISO ELITE MACAEL","M2",30741.54,"$ 6.658,48","$ 1.146,81","$ 22.936,26","$ 0,00","$ 0,00"]
[899,"SUMINISTRO E INSTALACION DE PISO GRANO 1-N MELATO","M2",30741.54,"$ 6.658,48","$ 1.146,81","$ 22.936,26","$ 0,00","$ 0,00"]
[923,"SUMINISTRO E INSTALACION DE PISO MARMOL PRIMAVERA","M2",28923.74,"$ 6.658,48","$ 1.060,25","$ 21.205,02","$ 0,00","$ 0,00"]
[930,"SUMINISTRO E INSTALACION DE PISO OPAL BEIGE","M2",30741.54,"$ 6.658,48","$ 1.146,81","$ 22.936,26","$ 0,00","$ 0,00"]
[961,"SUMINISTRO E INSTALACION DE PISO PARKET ALISO","M2",30741.54,"$ 6.658,48","$ 1.146,81","$ 22.936,26","$ 0,00","$ 0,00"]
[317,"SUMINISTRO E INSTALACION DE PISO PARKET CEDRO","M2",30741.54,"$ 6.658,48","$ 1.146,81","$ 22.936,26","$ 0,00","$ 0,00"]
[924,"SUMINISTRO E INSTALACION DE PISO PARKET GRANADILLO","M2",30741.54,"$ 6.658,48","$ 1.146,81","$ 22.936,26","$ 0,00","$ 0,00"]
[960,"SUMINISTRO E INSTALACION DE PISO PARKET NOGAL","M2",30741.54,"$ 6.658,48","$ 1.146,81","$ 22.936,26","$ 0,00","$ 0,00"]
[316,"SUMINISTRO E INSTALACION DE PISO PARMA 41x41","M2",30741.54,"$ 6.658,48","$ 1.146,81","$ 22.936,26","$ 0,00","$ 0,00"]
[934,"SUMINISTRO E INSTALACION DE PISO PRAGA AZUL","M2",30741.54,"$ 6.658,48","$ 1.146,81","$ 22.936,26","$ 0,00","$ 0,00"]
[751,"SUMINISTRO E INSTALACION DE PISO QUIMBAYA","M2",33800.42,"$ 7.899,54","$ 1.233,38","$ 24.667,50","$ 0,00","$ 0,00"]
[938,"SUMINISTRO E INSTALACION DE PISO SAVONA 41X41","M2",30741.54,"$ 6.658,48","$ 1.146,81","$ 22.936,26","$ 0,00","$ 0,00"]
[929,"SUMINISTRO E INSTALACION DE PISO SICILIA MARFIL","M2",30741.54,"$ 6.658,48","$ 1.146,81","$ 22.936,26","$ 0,00","$ 0,00"]
[939,"SUMINISTRO E INSTALACION DE PISO SILEX 41X41","M2",30741.54,"$ 6.658,48","$ 1.146,81","$ 22.936,26","$ 0,00","$ 0,00"]
[942,"SUMINISTRO E INSTALACION DE PISO SONDRIO 41x41CRNA","M2",30741.54,"$ 6.658,48","$ 1.146,81","$ 22.936,26","$ 0,00","$ 0,00"]
[770,"SUMINISTRO E INSTALACION DE PISOS ANTICADO GUAJIRA","M2",138681.51,"$ 114.598,44","$ 1.146,81","$ 22.936,26","$ 0,00","$ 0,00"]
[20630,"Suministro e Instalación de PROYECTOR BUXUS 200 25°","UN",2984681.54,"$ 44.320,20","$ 2.905.620,64","$ 34.740,70","$ 0,00","$ 0,00"]
[20629,"Suministro e Instalación de PROYECTOR BUXUS 200 AS","UN",2984681.54,"$ 44.320,20","$ 2.905.620,64","$ 34.740,70","$ 0,00","$ 0,00"]
[20631,"Suministro e Instalación de PROYECTOR LUMINARIA TIPO PROYECTOR BUXUS 200 40°","UN",2984681.54,"$ 44.320,20","$ 2.905.620,64","$ 34.740,70","$ 0,00","$ 0,00"]
[2026,"SUMINISTRO E INSTALACION DE RETENIDA P/MEDIA TENS.","UN",19489.53,"$ 0,00","$ 382,15","$ 19.107,38","$ 0,00","$ 0,00"]
[13707,"Suministro e instalación de salida para fotocelda","UN",45818.96,"$ 35.787,59","$ 477,68","$ 9.553,69","$ 0,00","$ 0,00"]
[20635,"SUMINISTRO E INSTALACION DE SEÑAL TIPO B SEGUN DISEÑO PICO SENDERO PICO DEL AGUILA ","UN",11312278.279999999,"$ 10.790.000,00","$ 0,00","$ 522.278,28","$ 0,00","$ 0,00"]
[20634,"SUMINISTRO E INSTALACION DE SEÑAL TIPO C SEGUN DISEÑO PICO SENDERO PICO DEL AGUILA","UN",7223517.0800000001,"$ 6.890.000,00","$ 0,00","$ 333.517,08","$ 0,00","$ 0,00"]
[642,"SUMINISTRO E INSTALACION DE SILCOPLAST FACHADA","M2",71682.600000000006,"$ 70.513,80","$ 0,00","$ 1.168,80","$ 0,00","$ 0,00"]
[13657,"Suministro e instalación de socket","UN",19155.54,"$ 16.480,00","$ 52,46","$ 2.623,08","$ 0,00","$ 0,00"]
[17640,"SUMINISTRO E INSTALACIÓN DE TANQUE","UN",351402.16,"$ 3.474,07","$ 521,11","$ 347.406,98","$ 0,00","$ 0,00"]
[13639,"Suministro e instalación de toma monofasica GFCI","UN",53766.55,"$ 50.223,00","$ 69,48","$ 3.474,07","$ 0,00","$ 0,00"]
[55,"SUMINISTRO E INSTALACION DE YEE GRES 8x6\"","UN",49089.21,"$ 24.212,49","$ 455,33","$ 22.766,63","$ 1.654,75","$ 0,00"]
[418,"SUMINISTRO E INSTALACION DEALFOMBRA PAVCO FLORESTA","M2",2805.12,"$ 0,00","$ 0,00","$ 2.805,12","$ 0,00","$ 0,00"]
[911,"SUMINISTRO E INSTALACION DEALFOMBRA PAVCO TERUEL","M2",2805.12,"$ 0,00","$ 0,00","$ 2.805,12","$ 0,00","$ 0,00"]
[17584,"Suministro e instalacion del citofono o telefono a","UN",57607.78,"$ 564,78","$ 564,78","$ 56.478,22","$ 0,00","$ 0,00"]
[506,"SUMINISTRO E INSTALACION DEREGISTROS 1/2 LAVADERO","UN",54660,"$ 51.738,00","$ 0,00","$ 2.922,00","$ 0,00","$ 0,00"]
[17647,"SUMINISTRO E INSTALACIÓN DUCTO TOMA AIRE FRESCO","UN",175701.08,"$ 1.737,03","$ 260,56","$ 173.703,49","$ 0,00","$ 0,00"]
[17669,"Suministro e instalación Equipo de desinfeccion UV","UN",366639.81,"$ 2.868,07","$ 76.964,37","$ 286.807,37","$ 0,00","$ 0,00"]
[13034,"SUMINISTRO E INSTALACION ESTRUCTURA CALIBRE 20 GAL","M2",331133.06,"$ 131.977,50","$ 3.876,26","$ 193.813,24","$ 0,00","$ 1.466,06"]
[14282,"Suministro e instalacion Fotocontrol","UN",121280.67,"$ 0,00","$ 103.910,32","$ 17.370,35","$ 0,00","$ 0,00"]
[14283,"Suministro e instalacion Fusibles de Fotocontrol","UN",0,"$ 0,00","$ 0,00","$ 0,00","$ 0,00","$ 0,00"]
[10556,"Suministro e Instalacion GABINETE GM PARA 32 RELÉS DE SOBREPONER","UN",6669456.5300000003,"$ 5.728.779,00","$ 2.345,83","$ 938.331,70","$ 0,00","$ 0,00"]
[10413,"Suministro e instalacion geoBX40 **","M2",7863.03,"$ 6.284,72","$ 39,37","$ 1.538,95","$ 0,00","$ 0,00"]
[10790,"Suministro e instalacion geoNT-1600**","M2",5437.17,"$ 3.687,07","$ 41,07","$ 1.709,04","$ 0,00","$ 0,00"]
[11212,"Suministro e instalacion Geotextil   NT-1800**","M2",6616.35,"$ 3.937,50","$ 127,56","$ 2.551,29","$ 0,00","$ 0,00"]
[16160,"Suministro e instalacion Geotextil   NT-2500","M2",8855.02,"$ 5.523,97","$ 163,87","$ 3.167,18","$ 0,00","$ 0,00"]
[11921,"Suministro e instalacion Geotextil   T-2100**","M2",7923,"$ 5.244,15","$ 127,56","$ 2.551,29","$ 0,00","$ 0,00"]
[12948,"Suministro e instalacion Geotextil   T-2100**","M2",7923,"$ 5.244,15","$ 127,56","$ 2.551,29","$ 0,00","$ 0,00"]
[13751,"Suministro e instalacion Geotextil   T-2100**","M2",6404.99,"$ 5.244,15","$ 55,28","$ 1.105,56","$ 0,00","$ 0,00"]
[16008,"Suministro e instalacion Geotextil   T-2400","M2",11168.47,"$ 7.837,42","$ 163,87","$ 3.167,18","$ 0,00","$ 0,00"]
[10163,"Suministro e instalacion Geotextil   T-2400**","M2",11168.47,"$ 7.837,42","$ 163,87","$ 3.167,18","$ 0,00","$ 0,00"]
[10414,"Suministro e instalacion Geotextil  GT-2.400 **","M2",7777.57,"$ 6.027,47","$ 41,07","$ 1.709,04","$ 0,00","$ 0,00"]
[13037,"SUMINISTRO E INSTALACION LAMINA SUPERBOARD(17mm)","M2",30290.95,"$ 1.596,31","$ 3.838,72","$ 23.431,45","$ 1.424,47","$ 0,00"]
[15465,"SUMINISTRO E INSTALACION LAMINAS ACRILICAS","UN",21886.36,"$ 0,00","$ 1.042,21","$ 20.844,15","$ 0,00","$ 0,00"]
[13349,"SUMINISTRO E INSTALACIÓN LÁMINAS PARA RAMPAS  BISI","M2",130388.45,"$ 0,00","$ 32.005,05","$ 84.049,00","$ 14.334,40","$ 0,00"]
[11139,"Suministro e instalacion Loseta IDU sobre mortero","M2",91657.36,"$ 57.247,02","$ 3.566,83","$ 30.843,52","$ 0,00","$ 0,00"]
[11114,"Suministro e instalacion Loseta+rejilla+sobrMorter","M2",98486.96,"$ 57.247,02","$ 2.793,58","$ 38.446,37","$ 0,00","$ 0,00"]
[20657,"SUMINISTRO E INSTALACIÓN LUMINARIA SPORTLED 1000W","UN",12480487.310000001,"$ 0,00","$ 12.445.746,61","$ 34.740,70","$ 0,00","$ 0,00"]
[20656,"SUMINISTRO E INSTALACIÓN LUMINARIA SPORTLED 400W","UN",6459087.3099999996,"$ 0,00","$ 6.424.346,61","$ 34.740,70","$ 0,00","$ 0,00"]
[20653,"SUMINISTRO E INSTALACIÓN LUMINARIA STILL LED PROYECTOR 240W","UN",2759519.31,"$ 0,00","$ 2.724.778,61","$ 34.740,70","$ 0,00","$ 0,00"]
[20654,"SUMINISTRO E INSTALACIÓN LUMINARIA STILL LED PROYECTOR 480W 60°","UN",4825713.3099999996,"$ 0,00","$ 4.790.972,61","$ 34.740,70","$ 0,00","$ 0,00"]
[20655,"SUMINISTRO E INSTALACIÓN LUMINARIA STILL LED PROYECTOR 640W 60°","UN",6791177.3099999996,"$ 0,00","$ 6.756.436,61","$ 34.740,70","$ 0,00","$ 0,00"]
[659,"SUMINISTRO E INSTALACION LUXALON ACERO 84R COBR V5","M2",2869.85,"$ 0,00","$ 56,27","$ 2.813,58","$ 0,00","$ 0,00"]
[10561,"Suministro e Instalacion MÓDULO CIEGO PARA LLENAR ESPACIO EN PANEL DE INSERCIÓN","UN",136975.13,"$ 19.992,00","$ 291,73","$ 116.691,40","$ 0,00","$ 0,00"]
[17648,"Suministro e instalación Motobomba 30 Hp - Bomba c","UN",277255.90999999997,"$ 1.434,04","$ 132.418,18","$ 143.403,69","$ 0,00","$ 0,00"]
[18664,"SUMINISTRO E INSTALACION NVR","UN",634017.74,"$ 0,00","$ 0,00","$ 634.017,74","$ 0,00","$ 0,00"]
[917,"SUMINISTRO E INSTALACION PISO  IMOLA ELITE","M2",30741.54,"$ 6.658,48","$ 1.146,81","$ 22.936,26","$ 0,00","$ 0,00"]
[15467,"SUMINISTRO E INSTALACION PORTA LAMPARAS EN PORC.","UN",7994.81,"$ 2.359,00","$ 268,37","$ 5.367,44","$ 0,00","$ 0,00"]
[18488,"Suministro e instalación recubrimiento en aluminio","M2",37244.99,"$ 530,28","$ 1.734,67","$ 34.693,35","$ 286,69","$ 0,00"]
[17631,"Suministro e instalación Reflector subacuatico min","UN",76003.95,"$ 717,02","$ 3.585,09","$ 71.701,84","$ 0,00","$ 0,00"]
[10559,"Suministro e Instalacion RELÉ LATCHING GM 1-POLO 0-10 vdc 24-277 vac","UN",894333.1,"$ 662.235,00","$ 578,80","$ 231.519,30","$ 0,00","$ 0,00"]
[10560,"Suministro e Instalacion RELÉ LATCHING GM 1-POLO 24-277 VAC 20A","UN",440483.13,"$ 189.805,00","$ 625,13","$ 250.053,00","$ 0,00","$ 0,00"]
[10539,"SUMINISTRO E INSTALACION RESTRICTOR EN HIERRO DÜCTIL PARA PVC C 900 4\"","UN",315171.06,"$ 296.895,00","$ 1.661,46","$ 16.614,60","$ 0,00","$ 0,00"]
[14374,"SUMINISTRO E INSTALACION REVESTIM- CARAPLAST","M2",80830.55,"$ 70.513,80","$ 665,69","$ 8.504,31","$ 1.146,75","$ 0,00"]
[10563,"Suministro e Instalacion SENSOR DE MURO IR 110gr 30X10m+ UNIDAD DE CONTROL","UN",409076.2,"$ 392.755,00","$ 0,00","$ 16.321,20","$ 0,00","$ 0,00"]
[10562,"Suministro e Instalacion SENSOR DE TECHO 360gr 14X7m+ UNIDAD DE CONTROL","UN",421837.19,"$ 394.604,00","$ 0,00","$ 27.233,19","$ 0,00","$ 0,00"]
[17576,"Suministro e instalación Señalizacion perimetral p","UN",121158.91,"$ 61.856,78","$ 2.823,91","$ 56.478,22","$ 0,00","$ 0,00"]
[10533,"SUMINISTRO E INSTALACION SOPORTE SISMORESISTENTE 1 1/2\" DOS VIAS LONGITUDINAL  ","UN",86320.08,"$ 68.044,02","$ 1.661,46","$ 16.614,60","$ 0,00","$ 0,00"]
[10535,"SUMINISTRO E INSTALACION SOPORTE SISMORESISTENTE 2 1/2\" DOS VIAS LONGITUDINAL","UN",124658.14,"$ 88.106,02","$ 3.322,92","$ 33.229,20","$ 0,00","$ 0,00"]
[10534,"SUMINISTRO E INSTALACION SOPORTE SISMORESISTENTE 2 1/2\" DOS VIAS TRANSVERSAL ","UN",105592.68,"$ 70.702,02","$ 1.661,46","$ 33.229,20","$ 0,00","$ 0,00"]
[10537,"SUMINISTRO E INSTALACION SOPORTE SISMORESISTENTE 3\" DOS VIAS LONGITUDINAL","UN",130195.68,"$ 95.305,02","$ 1.661,46","$ 33.229,20","$ 0,00","$ 0,00"]
[10536,"SUMINISTRO E INSTALACION SOPORTE SISMORESISTENTE 3\" DOS VIAS TRANSVERSAL ","UN",117540.35,"$ 73.927,02","$ 2.076,83","$ 41.536,50","$ 0,00","$ 0,00"]
[10538,"SUMINISTRO E INSTALACION SOPORTE SISMORESISTENTE 4\" CUATRO VIAS","UN",111524.02,"$ 59.188,03","$ 2.492,19","$ 49.843,80","$ 0,00","$ 0,00"]
[10555,"Suministro e Instalacion SWITCH DE CORE FULL CAPA 3 MIN 1GBPS-10GBPS","UN",23366755.850000001,"$ 20.587.000,00","$ 362.576,85","$ 2.417.179,00","$ 0,00","$ 0,00"]
[10529,"Suministro e instalación tubería Novafort D=24\"","ML",570885.73,"$ 543.887,00","$ 5.399,75","$ 21.598,98","$ 0,00","$ 0,00"]
[10530,"suministro e instalación tubería Novafort D=27\"","ML",676731.73,"$ 649.733,00","$ 5.399,75","$ 21.598,98","$ 0,00","$ 0,00"]
[10531,"Suministro e Instalación tuberia Novafort D=30\"","ML",4374469.4000000004,"$ 4.343.317,00","$ 6.230,50","$ 24.921,90","$ 0,00","$ 0,00"]
[10557,"Suministro e Instalacion UNIDAD DE PROGRAMACIÓN Y CONTROL LUMACAN GM ","UN",4812867.1100000003,"$ 3.831.562,00","$ 48.948,71","$ 932.356,40","$ 0,00","$ 0,00"]
[18191,"SUMINISTRO E INSTALACIÓN UNIDAD DE VENTILACION VI-","UN",610497.80000000005,"$ 2.728,00","$ 196.082,86","$ 356.682,84","$ 55.004,10","$ 0,00"]
[10552,"Suministro e InstalacionTuberia Novafort  d=36\"","ML",1341418.49,"$ 1.312.853,01","$ 2.596,86","$ 25.968,62","$ 0,00","$ 0,00"]
[14217,"Suministro e InstalacLoseta A40 sin estruc+Mortero","M2",104327.67999999999,"$ 87.777,57","$ 3.371,07","$ 13.179,04","$ 0,00","$ 0,00"]
[17872,"SUMINISTRO EQUIPO DE PRESIÓN COMPUESTO POR DOS BOM","UN",0,"$ 0,00","$ 0,00","$ 0,00","$ 0,00","$ 0,00"]
[12556,"Suministro- Escalador de Arbol -STPM** Juego M-3","UN",576999,"$ 576.999,00","$ 0,00","$ 0,00","$ 0,00","$ 0,00"]
[12553,"Suministro- Escalador de Arco -STPM**","UN",745198,"$ 745.198,00","$ 0,00","$ 0,00","$ 0,00","$ 0,00"]
[14297,"Suministro Estacion 10- Banca abdom bajo","UN",1813816,"$ 1.813.816,00","$ 0,00","$ 0,00","$ 0,00","$ 0,00"]
[14304,"Suministro estructura minitenis","??",541861,"$ 541.861,00","$ 0,00","$ 0,00","$ 0,00","$ 0,00"]
[14290,"Suministro Guaya de Acero de 1/4\"L= 2-2.5 ML***","UN",12253,"$ 12.253,00","$ 0,00","$ 0,00","$ 0,00","$ 0,00"]
[13930,"SUMINISTRO I INST. VIDRIO TEM.10MM+MARCO EN ALUM+A","M2",0,"$ 0,00","$ 0,00","$ 0,00","$ 0,00","$ 0,00"]
[17568,"Suministro Juego de tuerca y manguito - Plastico para acople manguera de aspiracion","UN",0,"$ 0,00","$ 0,00","$ 0,00","$ 0,00","$ 0,00"]
[17571,"Suministro Kit para pruebas de agua en sitio profe","UN",0,"$ 0,00","$ 0,00","$ 0,00","$ 0,00","$ 0,00"]
[12852,"Suministro Lámina IDG-S -STPM**","UN",118691,"$ 118.691,00","$ 0,00","$ 0,00","$ 0,00","$ 0,00"]
[12848,"Suministro Lámina SC-120 -STPM**","UN",367163,"$ 367.163,00","$ 0,00","$ 0,00","$ 0,00","$ 0,00"]
[12847,"Suministro Lámina SC-80 -STPM**","UN",303902,"$ 303.902,00","$ 0,00","$ 0,00","$ 0,00","$ 0,00"]
[14308,"Suministro malla minitebnis","UN",239236.01,"$ 239.236,01","$ 0,00","$ 0,00","$ 0,00","$ 0,00"]
[14306,"Suministro malla tenis","UN",560032,"$ 560.032,00","$ 0,00","$ 0,00","$ 0,00","$ 0,00"]
[17567,"Suministro Mango telescopico - Longitud de 13 metr","UN",1762104,"$ 1.762.104,00","$ 0,00","$ 0,00","$ 0,00","$ 0,00"]
[17569,"Suministro Manguera de aspiracion ø2\" de 30m de la","UN",751350,"$ 751.350,00","$ 0,00","$ 0,00","$ 0,00","$ 0,00"]
[12935,"Suministro Manila Polipropileno1/2\" -STPM**","ML",1613.98,"$ 1.613,98","$ 0,00","$ 0,00","$ 0,00","$ 0,00"]
[14299,"Suministro media alfarda L=2.5 mt, e= 7 cm","UN",41205,"$ 41.205,00","$ 0,00","$ 0,00","$ 0,00","$ 0,00"]
[12559,"Suministro- Pasamanos Angulado -STPM**","UN",967131,"$ 967.131,00","$ 0,00","$ 0,00","$ 0,00","$ 0,00"]
[12561,"Suministro- Pasamanos Recto -STPM**","UN",665174,"$ 665.174,00","$ 0,00","$ 0,00","$ 0,00","$ 0,00"]
[14257,"Suministro Plastificado Plataforma Cuadrada","UN",505465,"$ 505.465,00","$ 0,00","$ 0,00","$ 0,00","$ 0,00"]
[14258,"Suministro Plastificado Plataforma triangular","UN",297947,"$ 297.947,00","$ 0,00","$ 0,00","$ 0,00","$ 0,00"]
[14271,"Suministro porteria futbol","UN",4315636,"$ 4.315.636,00","$ 0,00","$ 0,00","$ 0,00","$ 0,00"]
[14254,"SUMINISTRO POSTE METALICO ( h= 2 mts )","UN",0,"$ 0,00","$ 0,00","$ 0,00","$ 0,00","$ 0,00"]
[14255,"SUMINISTRO POSTE METALICO ( h= 2.7 mts )","UN",0,"$ 0,00","$ 0,00","$ 0,00","$ 0,00","$ 0,00"]
[12685,"SUMINISTRO POSTE METALICO ( h= 3.3 mts )","UN",178500,"$ 178.500,00","$ 0,00","$ 0,00","$ 0,00","$ 0,00"]
[14266,"suministro RED DE BALONCESTO","UN",27528,"$ 27.528,00","$ 0,00","$ 0,00","$ 0,00","$ 0,00"]
[14273,"Suministro red de futbol  Semiprofesional.","JGO",287720,"$ 287.720,00","$ 0,00","$ 0,00","$ 0,00","$ 0,00"]
[14268,"Suministro red de voleybol","UN",123326,"$ 123.326,00","$ 0,00","$ 0,00","$ 0,00","$ 0,00"]
[12549,"Suministro Reja Pequeña Cerramiento-STPM**","ML",0,"$ 0,00","$ 0,00","$ 0,00","$ 0,00","$ 0,00"]
[14276,"Suministro Señal IDE-46 Una Cara","UN",430949,"$ 430.949,00","$ 0,00","$ 0,00","$ 0,00","$ 0,00"]
[14314,"Suministro señal salida 25x50","UN",87141,"$ 87.141,00","$ 0,00","$ 0,00","$ 0,00","$ 0,00"]
[14315,"Suministro señal servicios 33x30","UN",37529.01,"$ 37.529,01","$ 0,00","$ 0,00","$ 0,00","$ 0,00"]
[12753,"Suministro sika aer-D Aireinc.0.35%","M3",5040.0200000000004,"$ 4.679,85","$ 1,79","$ 358,38","$ 0,00","$ 0,00"]
[12677,"Suministro Tapa Semiesferica -STPM**","UN",0,"$ 0,00","$ 0,00","$ 0,00","$ 0,00","$ 0,00"]
[14280,"Suministro tornillo 1/2 x 9\"","UN",3835,"$ 3.835,00","$ 0,00","$ 0,00","$ 0,00","$ 0,00"]
[12883,"Suministro- Tornillo 1/4 x 3\" -STPM**","UN",460.01,"$ 460,01","$ 0,00","$ 0,00","$ 0,00","$ 0,00"]
[12896,"Suministro- Tornillo 1/4 x 4\" -STPM**","UN",1521,"$ 1.521,00","$ 0,00","$ 0,00","$ 0,00","$ 0,00"]
[12899,"Suministro- Tornillo 1/4 x 6\" -STPM**","UN",0,"$ 0,00","$ 0,00","$ 0,00","$ 0,00","$ 0,00"]
[12900,"Suministro- Tornillo 1/4 x 9\" -STPM**","UN",0,"$ 0,00","$ 0,00","$ 0,00","$ 0,00","$ 0,00"]
[14279,"Suministro tornillo 1/4X3\"","UN",460.01,"$ 460,01","$ 0,00","$ 0,00","$ 0,00","$ 0,00"]
[12678,"Suministro Tornillo Button -STPM**","UN",15112,"$ 15.112,00","$ 0,00","$ 0,00","$ 0,00","$ 0,00"]
[12941,"Suministro trapecio Tubo 3/4\"-STPM","UN",81317,"$ 81.317,00","$ 0,00","$ 0,00","$ 0,00","$ 0,00"]
[12932,"Suministro Tunel en fibra de vidrio-STPM **","UN",349141,"$ 349.141,00","$ 0,00","$ 0,00","$ 0,00","$ 0,00"]
[14310,"Suministro valla especial 6x3","UN",2541887.0099999998,"$ 2.541.887,01","$ 0,00","$ 0,00","$ 0,00","$ 0,00"]
[12903,"Suministro Varilla de 3/4\" rosacada-STPM **","UN",19000,"$ 19.000,00","$ 0,00","$ 0,00","$ 0,00","$ 0,00"]
[14281,"Suministro varilla roscada 3/4    L= 1 mt","UN",19000,"$ 19.000,00","$ 0,00","$ 0,00","$ 0,00","$ 0,00"]
[15743,"Suministro y construc Sist. integ. de protecc Rayo","UN",3634629.16,"$ 2.382.227,00","$ 36.477,73","$ 1.215.924,43","$ 0,00","$ 0,00"]
[12440,"Suministro y Extendido  de Arena Fina Roja **","M3",26452.75,"$ 0,00","$ 1.378,30","$ 25.074,44","$ 0,00","$ 0,00"]
[12439,"Suministro y Extendido Rajón  (manual)**","M3",148343.57,"$ 85.234,17","$ 568,34","$ 18.145,21","$ 44.395,86","$ 0,00"]
[13346,"Suministro y Instalación de Teja Colonial","UN",25059.93,"$ 0,00","$ 3.391,50","$ 16.364,70","$ 5.303,73","$ 0,00"]
[17630,"SUMINISTRO Y PUESTA EN MARCHA PRIME DE EMERGENCIA","UN",702804.32,"$ 6.948,14","$ 1.042,22","$ 694.813,96","$ 0,00","$ 0,00"]
[17654,"SUMINISTRO Y TENDIDO DE TUBERÍA Y CABLEADO","ML",12299.07,"$ 121,59","$ 18,24","$ 12.159,24","$ 0,00","$ 0,00"]
[13365,"SUMINISTRO, INSTAL. Y PINT. DE PLATINA  1/2X3/16\"","ML",37537.22,"$ 10.994,96","$ 1.250,27","$ 25.005,30","$ 286,69","$ 0,00"]
[19295,"Suministro, transporte e instalación de Brazo hidr","UN",210113.1,"$ 162.692,04","$ 2.258,15","$ 45.162,91","$ 0,00","$ 0,00"]
[1059,"Suministro, transporte e instalación de teclado remoto del sistema de detección de incendio.","UN",1234597.56,"$ 0,00","$ 1.191.171,69","$ 43.425,87","$ 0,00","$ 0,00"]
[18132,"Suministro,Siembra y MtoEspecMenoresyTaludes Ext","GL",0,"$ 0,00","$ 0,00","$ 0,00","$ 0,00","$ 0,00"]
[18133,"Suministro,Siembra yMtoEspecMenoresyCubiertaVerde","GL",0,"$ 0,00","$ 0,00","$ 0,00","$ 0,00","$ 0,00"]
[13412,"Suministro+ Inst. Tunel en fibra de vidrio-STPM **","UN",432461.19,"$ 353.506,60","$ 9.261,66","$ 10.205,17","$ 59.487,76","$ 0,00"]
[15954,"Suministro+Instal. Malla Eslabonada Cal.10+Pintura","M2",64271.83,"$ 44.377,72","$ 6.476,60","$ 12.705,27","$ 712,23","$ 0,00"]
[16762,"Suministro+Transp+Instalac-Garvilla para Filtro","M3",188762.86,"$ 139.864,21","$ 2.328,51","$ 46.570,14","$ 0,00","$ 0,00"]
[12881,"SuministroAcople en U lámina cal.3/16\" -STPM**","UN",59890,"$ 59.890,00","$ 0,00","$ 0,00","$ 0,00","$ 0,00"]
[12878,"SuministroAsiento Fibra de Vidrio+ Soporte-STPM**","UN",111311.01,"$ 111.311,01","$ 0,00","$ 0,00","$ 0,00","$ 0,00"]
[14206,"SuministroAsiento Fibra de Vidrio-+SoporteSTPM**","UN",111311.01,"$ 111.311,01","$ 0,00","$ 0,00","$ 0,00","$ 0,00"]
[12887,"SuministroAsiento Fibra de Vidrio-STPM**","UN",81422,"$ 81.422,00","$ 0,00","$ 0,00","$ 0,00","$ 0,00"]
[13979,"SuministroDeslizaderoFibra deVidrio 5m-STPM+Transp","UN",1270014.01,"$ 1.270.014,01","$ 0,00","$ 0,00","$ 0,00","$ 0,00"]
[17646,"SUMINISTROEINSTALACIÓN DUCTO TRAMPA DE AIRE  CALIE","UN",175701.08,"$ 1.737,03","$ 260,56","$ 173.703,49","$ 0,00","$ 0,00"]
[14287,"SuministroEstacon de 2.5m Ø 3 y 4\"-STPM **","M2",31797,"$ 31.797,00","$ 0,00","$ 0,00","$ 0,00","$ 0,00"]
[10558,"Suministroi e Instalacion PANEL DE INSERCIÓN GM 16 MÓDULOS","UN",2315127.5299999998,"$ 1.374.450,00","$ 2.345,83","$ 938.331,70","$ 0,00","$ 0,00"]
[15561,"SuministroMalla eslab. C10-Hueco 2 1/4\"+pintura","M2",101244.67,"$ 68.433,21","$ 3.758,21","$ 15.960,69","$ 8.309,39","$ 4.783,17"]
[16207,"Suministro-montaje de interrup monop 120v-16amp","UN",18837.080000000002,"$ 0,00","$ 1.396,64","$ 17.440,44","$ 0,00","$ 0,00"]
[12871,"SuministroTravezañoTuboGalv.2\"Cal.105(2.00m)STPM","UN",174290.01,"$ 174.290,01","$ 0,00","$ 0,00","$ 0,00","$ 0,00"]
[12872,"SuministroTravezañoTuboGalv.2\"Cal.105(2.50m)STPM","UN",225124,"$ 225.124,00","$ 0,00","$ 0,00","$ 0,00","$ 0,00"]
[13936,"SUMINST+UBICAC TANQUE DE 20M3 PLASTICO+ACCE+TRANSP","UN",187296.3,"$ 0,00","$ 159.354,21","$ 27.942,09","$ 0,00","$ 0,00"]
[858,"SUMINSTRO E INSTALACION DE LUXALON MADERALUM 84R","M2",2657.66,"$ 0,00","$ 52,11","$ 2.605,55","$ 0,00","$ 0,00"]
[12922,"Suminstro Guaya de Acero de 1/4\"***","ML",4602.1499999999996,"$ 4.602,15","$ 0,00","$ 0,00","$ 0,00","$ 0,00"]
[18983,"SUMISTRO E INSTALACIÓN DE CAJA DE INSPECCIÓN CS274","UN",2003202.97,"$ 1.373.794,95","$ 27.829,67","$ 498.910,92","$ 102.667,43","$ 0,00"]
[534,"SUMISTRO E INSTALACION DE CITOFONOS","UN",3647.77,"$ 0,00","$ 173,70","$ 3.474,07","$ 0,00","$ 0,00"]
[859,"SUMISTRO E INSTALACION DELUXALON ALUHORIZ 12mm.","M2",2657.66,"$ 0,00","$ 52,11","$ 2.605,55","$ 0,00","$ 0,00"]
[13711,"Sumn e inst de luminaria 1000 W Metal Halide","UN",906226.03,"$ 731.810,28","$ 141.238,38","$ 33.177,37","$ 0,00","$ 0,00"]
[16684,"Sumnistro e instalación guarda escobas en MDF 8 cm","ML",0,"$ 0,00","$ 0,00","$ 0,00","$ 0,00","$ 0,00"]
[16685,"SumnistroeinstpisoviniloPVC tipoclic0.3micras","M2",0,"$ 0,00","$ 0,00","$ 0,00","$ 0,00","$ 0,00"]
[13513,"SUMNT E INST REACTANCIA ALVANCE MULTITAP 400W 220V","UN",65183.46,"$ 0,00","$ 3.039,81","$ 60.796,22","$ 1.347,43","$ 0,00"]
[13514,"SUMNT E INST TERMINAL BORNA No. 4 ALUMBRADO","UN",4529.05,"$ 0,00","$ 92,67","$ 3.088,95","$ 1.347,43","$ 0,00"]
[236,"SUPERCEL               ETERNIT","M2",37791.599999999999,"$ 29.610,00","$ 0,00","$ 8.181,60","$ 0,00","$ 0,00"]
[19282,"SuperDeslizanFormica0.25m ApoyoCornisaCEFE COMETAS","ML",14688.94,"$ 2.793,41","$ 256,76","$ 11.638,78","$ 0,00","$ 0,00"]
[17385,"SUPERF. CAUCHO RECIC+Tritu3/4\"  ACABA-RUSTIC CDRC","M2",466149.27,"$ 460.870,21","$ 308,74","$ 4.970,32","$ 0,00","$ 0,00"]
[18662,"SUPERF. PLANA GRANITO PULIDO SILVER GREY BAÑOS","ML",472442.15,"$ 408.107,85","$ 10.467,55","$ 52.416,75","$ 1.450,00","$ 0,00"]
[12583,"Superfic.Puesto Trabajo1.5m x 0.6mTablex 30mm+Form","UN",0,"$ 0,00","$ 0,00","$ 0,00","$ 0,00","$ 0,00"]
[17743,"SUPERFICIE CAUCHO TRITU-RECICLADO A-RUSTICO -LOSA","M2",471865.95,"$ 466.345,70","$ 286,04","$ 5.234,21","$ 0,00","$ 0,00"]
[13875,"Superficie deslizanteFormica 0.25m apoyo cornisa**","ML",13942.6,"$ 2.670,43","$ 232,78","$ 11.039,39","$ 0,00","$ 0,00"]
[11606,"Superficie Mad+FormicaEscritorio 0.57x1.5m.Sum+Ins","UN",285747.31,"$ 43.307,31","$ 22.040,00","$ 220.400,00","$ 0,00","$ 0,00"]
[12580,"Superficie Mostrador VidrioTemplado1.50x0.30m(6mm)","UN",0,"$ 0,00","$ 0,00","$ 0,00","$ 0,00","$ 0,00"]
[11465,"Superficie Piso polvo ladrillo e=5cm **","M2",21554.83,"$ 14.209,62","$ 1.357,21","$ 5.987,99","$ 0,00","$ 0,00"]
[18545,"SuperfTipo Diamond BriteTM colorOyster quartz CDRC","M2",12191.11,"$ 71,15","$ 130,78","$ 7.115,49","$ 4.873,70","$ 0,00"]
[219,"SUPERMANTO 500 XT FGLAS.","M2",5259.6,"$ 0,00","$ 0,00","$ 5.259,60","$ 0,00","$ 0,00"]
[18447,"SVEM - SOTFWARE","UN",0,"$ 0,00","$ 0,00","$ 0,00","$ 0,00","$ 0,00"]
[10565,"Swich Flotador (contr. nivel) Espejo de Agua**","UN",515509.92,"$ 505.512,00","$ 476,09","$ 9.521,83","$ 0,00","$ 0,00"]
[18498,"SWITCH 16 PUERTOS","UN",87807.99,"$ 0,00","$ 869,39","$ 86.938,60","$ 0,00","$ 0,00"]
[18495,"SWITCH 24 PUERTOS PoE","UN",87807.99,"$ 0,00","$ 869,39","$ 86.938,60","$ 0,00","$ 0,00"]
[17668,"SWITCH ADMINISTRABLE DE 48 PUERTOS","UN",175701.08,"$ 1.737,03","$ 260,56","$ 173.703,49","$ 0,00","$ 0,00"]
[16302,"Switch Conectividad 24 Puertos Auton-10base/100 tx","UN",1101039.6599999999,"$ 918.651,00","$ 8.685,17","$ 173.703,49","$ 0,00","$ 0,00"]
[13658,"Switch de 24 puestos categoria 6 (Suministro e instalación)","UN",439716.6,"$ 385.000,00","$ 2.605,55","$ 52.111,05","$ 0,00","$ 0,00"]
[17946,"SWITCH DE DIFERENCIAL DE PRESION PARA AIRE","UN",42067.6,"$ 0,00","$ 3.954,34","$ 23.778,86","$ 14.334,40","$ 0,00"]
[11215,"Tabla estacado h=2.20 m con codales **","ML",110925.22,"$ 77.011,93","$ 3.598,60","$ 30.314,68","$ 0,00","$ 0,00"]
[14919,"TABLERO .24 CIRC L/NEX CON ESPAC.TOTAL (EMPOTRADO)","UN",807025.4,"$ 414.198,00","$ 35.711,58","$ 357.115,82","$ 0,00","$ 0,00"]
[13666,"TABLERO .24 CIRC L/NEX CON ESPAC.TOTALIZ(SUM+INST","UN",597517.46,"$ 414.198,00","$ 16.665,41","$ 166.654,05","$ 0,00","$ 0,00"]
[12707,"TABLERO .24 CIRC L/NEX CON ESPAC.TOTALIZ+BREAKERS","UN",734826.29,"$ 573.890,00","$ 13.288,32","$ 147.647,97","$ 0,00","$ 0,00"]
[13007,"TABLERO .24 CIRC+ TOTALIZ-100A+INTERRUPTORES","UN",273342.61,"$ 0,00","$ 2.706,36","$ 270.636,25","$ 0,00","$ 0,00"]
[15674,"TABLERO .24 CIRCUITOS  CON ESPAC.TOTALIZ+BREAKER","UN",657074.97,"$ 414.198,00","$ 4.999,62","$ 166.654,05","$ 71.223,30","$ 0,00"]
[13138,"TABLERO 12 CIRC CON TOTALIZADOR Y BREAKERS","UN",773876.84,"$ 553.619,00","$ 16.497,54","$ 196.593,10","$ 7.167,20","$ 0,00"]
[14607,"Tablero 12 Circuitos Bifasico TREG.EX","UN",457443.38,"$ 320.050,00","$ 6.542,54","$ 130.850,84","$ 0,00","$ 0,00"]
[13073,"TABLERO 18 CIRC **","UN",933774.04,"$ 522.642,00","$ 7.920,88","$ 396.043,96","$ 7.167,20","$ 0,00"]
[14530,"TABLERO 24 CIRC L/NEX CON ESPAC.TOTALIZ+BREAKERS","UN",1024130.16,"$ 683.453,00","$ 3.333,08","$ 333.308,09","$ 4.035,99","$ 0,00"]
[13276,"TABLERO 30 CIRC L/NEX CON ESPAC.TOTALIZ+BREAKERS","UN",395362.52,"$ 185.388,00","$ 17.337,35","$ 192.637,17","$ 0,00","$ 0,00"]
[14610,"Tablero 6 Circuitos Monofasico TREG.EX Squash UDS","UN",158626.74,"$ 88.170,00","$ 3.355,08","$ 67.101,66","$ 0,00","$ 0,00"]
[15883,"Tablero 8 circuitos sin puerta - Sumini. e inst.  ","UN",35830.589999999997,"$ 0,00","$ 955,37","$ 19.107,38","$ 15.767,84","$ 0,00"]
[14833,"TABLERO ACRILI; 1,80*1,05 m; e=8mm(DESM+SUM+INST)","UN",1091746.01,"$ 892.828,00","$ 68.117,37","$ 113.957,72","$ 16.842,92","$ 0,00"]
[12993,"Tablero acrílico (sumin.) STPM **","UN",892828,"$ 892.828,00","$ 0,00","$ 0,00","$ 0,00","$ 0,00"]
[14117,"Tablero Acrilico 1,80x1,05, e=8mm  (Instalacion)","UN",133158.28,"$ 0,00","$ 37.546,28","$ 88.444,80","$ 7.167,20","$ 0,00"]
[14538,"Tablero Acrilico 1.20 X 0.90 e=10mm (Sum + inst)","UN",142228.07999999999,"$ 0,00","$ 38.111,77","$ 96.949,11","$ 7.167,20","$ 0,00"]
[14672,"Tablero Acrilico 1.20x1.80 e=10mm  (Sum+Ins)","UN",142228.07999999999,"$ 0,00","$ 38.111,77","$ 96.949,11","$ 7.167,20","$ 0,00"]
[15384,"TABLERO ACRILICO(DESM+SUM+INST)","UN",1091746.01,"$ 892.828,00","$ 68.117,37","$ 113.957,72","$ 16.842,92","$ 0,00"]
[14666,"TABLERO ACRILICO; 1,80*1,05 m; e=8mm (SUM + INST)","UN",1025986.28,"$ 892.828,00","$ 37.546,28","$ 88.444,80","$ 7.167,20","$ 0,00"]
[16214,"TABLERO BIFASICO (12) CIRCUITOS (Sum+Inst)","UN",67021.440000000002,"$ 0,00","$ 5.121,37","$ 61.900,07","$ 0,00","$ 0,00"]
[13153,"Tablero bifásico 8 circuitos **","UN",272595.56,"$ 155.116,57","$ 4.863,70","$ 60.796,22","$ 0,00","$ 51.819,07"]
[13603,"TABLERO BIFASICO-12 CIRCUITOS (4Hilos)Barraje225AEspacio para  totalizador+puerta +chapa(Sum+inst)","UN",213075.97,"$ 117.548,27","$ 7.900,36","$ 83.327,02","$ 4.300,32","$ 0,00"]
[19000,"TABLERO BYPASS 60A CDRC Cometas","UN",3694853.36,"$ 3.513.073,01","$ 8.656,21","$ 173.124,14","$ 0,00","$ 0,00"]
[11850,"Tablero conexiones lumin torres cofre metál y barr","UN",125665.79,"$ 0,00","$ 5.984,09","$ 119.681,70","$ 0,00","$ 0,00"]
[19228,"TABLERO CONTROL ELEC PISC RECR(SUM+INS)CEFECOMETAS","UN",16657488.27,"$ 15.202.988,96","$ 69.266,44","$ 1.385.232,88","$ 0,00","$ 0,00"]
[19185,"TABLERO CONTROL SISTEMA DE EXTRACCIÓN CEFE COMETAS","UN",10237534.050000001,"$ 10.002.675,04","$ 4.363,56","$ 87.151,44","$ 143.344,00","$ 0,00"]
[18977,"TABLERO DE CARGAS MOVILES - TCM","UN",20271296.350000001,"$ 20.108.430,01","$ 4.342,59","$ 86.851,75","$ 71.672,00","$ 0,00"]
[19004,"TABLERO DE CARGAS NORMALES 208V - TND CDRC Cometas","UN",12954796.58,"$ 12.629.063,92","$ 8.685,17","$ 173.703,49","$ 143.344,00","$ 0,00"]
[11097,"TABLERO DE CONTROL (ESPEJO DE AGUA)**","UN",44772.77,"$ 0,00","$ 877,90","$ 43.894,87","$ 0,00","$ 0,00"]
[17697,"TABLERO DE CONTROL DE 16 RELES MÍN. (sum ins)","UN",0,"$ 0,00","$ 0,00","$ 0,00","$ 0,00","$ 0,00"]
[17698,"TABLERO DE CONTROL DE 24 RELES MÍN. (sum ins)","UN",7377027.0899999999,"$ 6.829.861,10","$ 26.055,52","$ 521.110,47","$ 0,00","$ 0,00"]
[17947,"TABLERO DE FUERZA Y CONTROL  TEFC-AA-01","UN",1426354.22,"$ 0,00","$ 445.662,66","$ 907.352,76","$ 73.338,80","$ 0,00"]
[17948,"TABLERO DE FUERZA Y CONTROL  TEFC-AA-02","UN",1426354.22,"$ 0,00","$ 445.662,66","$ 907.352,76","$ 73.338,80","$ 0,00"]
[18003,"TABLERO DE FUERZA Y CONTROL EQUIPOS A.A.","UN",771109.73,"$ 0,00","$ 92.869,09","$ 604.901,84","$ 73.338,80","$ 0,00"]
[18236,"TABLERO DE FUERZA Y CONTROL TEFC-AA-05","UN",771109.73,"$ 0,00","$ 92.869,09","$ 604.901,84","$ 73.338,80","$ 0,00"]
[12335,"TABLERO DIST 24 CIRC LUMINEX","UN",554374.98,"$ 414.198,00","$ 1.387,89","$ 138.789,09","$ 0,00","$ 0,00"]
[16953,"TABLERO DIST 30 CIRC","UN",143131.67000000001,"$ 0,00","$ 4.168,88","$ 138.962,79","$ 0,00","$ 0,00"]
[16582,"Tablero Distribuc. General (Cofre+Barraje 300 Amp)","UN",4232010.49,"$ 3.821.636,00","$ 19.541,64","$ 390.832,85","$ 0,00","$ 0,00"]
[15702,"Tablero Distribución 250 AMP+totalizador+CofreT- 3","UN",5992516.5899999999,"$ 5.454.470,02","$ 25.621,27","$ 512.425,30","$ 0,00","$ 0,00"]
[15703,"Tablero Distribución 250 AMP+totalizador+CofreT- 4","UN",5864844.5099999998,"$ 5.454.470,02","$ 19.541,64","$ 390.832,85","$ 0,00","$ 0,00"]
[15704,"Tablero Distribución 250 AMP+totalizador+CofreT- 8","UN",5864844.5099999998,"$ 5.454.470,02","$ 19.541,64","$ 390.832,85","$ 0,00","$ 0,00"]
[15700,"Tablero Distribución 250 AMP+totalizador+CofreT-1","UN",5814217.5700000003,"$ 5.276.171,00","$ 25.621,27","$ 512.425,30","$ 0,00","$ 0,00"]
[15701,"Tablero Distribución 250 AMP+totalizador+CofreT-2","UN",11797864.57,"$ 11.259.818,00","$ 25.621,27","$ 512.425,30","$ 0,00","$ 0,00"]
[15705,"Tablero Distribución 250 AMP+totalizador+CofrT- 10","UN",5864844.5099999998,"$ 5.454.470,02","$ 19.541,64","$ 390.832,85","$ 0,00","$ 0,00"]
[16581,"Tablero Distribución 250 AMP+totalizador+CofrT- 10","UN",5864844.5099999998,"$ 5.454.470,02","$ 19.541,64","$ 390.832,85","$ 0,00","$ 0,00"]
[14734,"TABLERO EN  ACRILICO  (SUM + INST)","UN",1025986.28,"$ 892.828,00","$ 37.546,28","$ 88.444,80","$ 7.167,20","$ 0,00"]
[14890,"TABLERO EN  ACRILICO(DESM+SUM+INST)","UN",1091746.01,"$ 892.828,00","$ 68.117,37","$ 113.957,72","$ 16.842,92","$ 0,00"]
[14309,"Tablero en Acrilico 2X1 (suministro)","UN",0,"$ 0,00","$ 0,00","$ 0,00","$ 0,00","$ 0,00"]
[17949,"TABLERO FUERZA Y CONTROL VENTIL PISCINA TEFC -03","UN",1426354.22,"$ 0,00","$ 445.662,66","$ 907.352,76","$ 73.338,80","$ 0,00"]
[14444,"TABLERO GEN.40KVA(INT+BREAKER200AMP+ 2 BREAK  REG","UN",1175167.56,"$ 213.846,52","$ 45.367,64","$ 907.352,76","$ 8.600,64","$ 0,00"]
[555,"TABLERO GENERAL (10 CUENTAS)","UN",2918728.26,"$ 1.258.991,41","$ 79.035,09","$ 1.580.701,76","$ 0,00","$ 0,00"]
[15348,"Tablero General 1 barraje 300 AMP Cofre 2x1.5X0.4","UN",5325368.3600000003,"$ 4.896.755,00","$ 20.410,16","$ 408.203,20","$ 0,00","$ 0,00"]
[17480,"TABLERO GENERAL A 440V.EQUIPOS DE PISCINAS.","UN",527103.24,"$ 5.211,10","$ 781,67","$ 521.110,47","$ 0,00","$ 0,00"]
[15747,"TABLERO GENERAL DE DISTRIBUC.-COLIS EDUARDO SANTOS","UN",3973409.84,"$ 3.782.336,00","$ 17.370,35","$ 173.703,49","$ 0,00","$ 0,00"]
[18999,"TABLERO GENERAL DE DISTRIBUCIÓN AE311 CDRC Cometas","UN",14882392.67,"$ 14.556.660,01","$ 8.685,17","$ 173.703,49","$ 143.344,00","$ 0,00"]
[15699,"Tablero General Distrib. Red Normal 250 AMP CofreT","UN",6390980.3799999999,"$ 5.962.367,02","$ 20.410,16","$ 408.203,20","$ 0,00","$ 0,00"]
[15698,"Tablero General Distrib.1 barraje 300 AMP CofreT-5","UN",12519093.380000001,"$ 12.090.480,02","$ 20.410,16","$ 408.203,20","$ 0,00","$ 0,00"]
[16308,"Tablero General Distrib.1 barraje 300 AMP CofreT-6","UN",21550187.379999999,"$ 21.121.574,02","$ 20.410,16","$ 408.203,20","$ 0,00","$ 0,00"]
[16624,"Tablero General Distrib.1 barraje 350 AMP CofreT-6","UN",7786427.46,"$ 7.357.814,10","$ 20.410,16","$ 408.203,20","$ 0,00","$ 0,00"]
[17478,"TABLERO GENERAL No 2 COLD ROLL CALIBRE 16","UN",1586719.49,"$ 1.477.286,30","$ 5.211,10","$ 104.222,09","$ 0,00","$ 0,00"]
[14605,"TABLERO ILUMINAC.8 ZONAS+EST.PARED+CONFI SUM+ INS","UN",9533078.9199999999,"$ 9.286.679,00","$ 4.761,54","$ 238.077,21","$ 3.561,17","$ 0,00"]
[12990,"Tablero metálico antibandálico (desmonte) STPM **","UN",77869.31,"$ 0,00","$ 18.036,48","$ 56.271,66","$ 3.561,17","$ 0,00"]
[12991,"Tablero metálico antibandálico (inst.) STPM **","UN",142401.03,"$ 1.407,00","$ 28.475,00","$ 83.554,89","$ 28.964,14","$ 0,00"]
[14665,"TABLERO METALICO ANTIBANDALICO (SUM + INST)","UN",860131.03,"$ 719.137,00","$ 28.475,00","$ 83.554,89","$ 28.964,14","$ 0,00"]
[12992,"Tablero metálico antibandálico (sumin.) STPM **","UN",717730,"$ 717.730,00","$ 0,00","$ 0,00","$ 0,00","$ 0,00"]
[14832,"TABLERO METALICO ANTIBANDALICO(DESM+SUM+INST)","UN",938000.34,"$ 719.137,00","$ 46.511,48","$ 139.826,55","$ 32.525,31","$ 0,00"]
[14975,"TABLERO MINIPRAGMA DE 12 CIRCUITOS  Sum+Inst","UN",124024.29,"$ 0,00","$ 2.431,85","$ 121.592,44","$ 0,00","$ 0,00"]
[15353,"TABLERO MINIPRAGMA DE 12 CIRCUITOS+TELERRUPTORES","UN",280195.96999999997,"$ 112.104,00","$ 4.530,33","$ 163.561,64","$ 0,00","$ 0,00"]
[15115,"TABLERO MINIPRAGMA DE 18 CIRCUITOS Sum+Inst","UN",132950.69,"$ 8.926,40","$ 2.431,85","$ 121.592,44","$ 0,00","$ 0,00"]
[15179,"TABLERO MINIPRAGMA PARA 30 CIRCUITOS DE EMPOTRAR","UN",410443.79,"$ 321.855,00","$ 1.737,04","$ 86.851,75","$ 0,00","$ 0,00"]
[11762,"TABLERO MONOF 6C 3H BARR 100A 120 V fontanar","UN",31615.73,"$ 1.617,13","$ 2.727,15","$ 27.271,45","$ 0,00","$ 0,00"]
[13888,"Tablero Monofás. 4 circuitos+taco+Accesorios (S+I)","UN",154010.95000000001,"$ 52.316,62","$ 4.863,70","$ 60.796,22","$ 7.167,20","$ 28.867,21"]
[17197,"Tablero multibreaker Trifásico de 30 circuitos","UN",151469.44,"$ 0,00","$ 12.506,65","$ 138.962,79","$ 0,00","$ 0,00"]
[15748,"TABLERO N°1/24 CIRC+ESPAC.TOT+BREAK-EDUARDO SANTOS","UN",127672.06,"$ 0,00","$ 6.079,62","$ 121.592,44","$ 0,00","$ 0,00"]
[15749,"TABLERO N°2/24 CIRC+ESPAC.TOT+BREAK-EDUARDO SANTOS","UN",127672.06,"$ 0,00","$ 6.079,62","$ 121.592,44","$ 0,00","$ 0,00"]
[17485,"TABLERO NORMAL TRIFASICO  DE 12 CIRCUITOS","UN",694268.31,"$ 485.511,45","$ 312,67","$ 208.444,19","$ 0,00","$ 0,00"]
[17488,"TABLERO NORMAL TRIFASICO  DE 18 CIRCUITOS","UN",647365.47,"$ 250.727,44","$ 594,07","$ 396.043,96","$ 0,00","$ 0,00"]
[17492,"TABLERO NORMAL TRIFASICO  DE 30 CIRCUITOS","UN",799696.49,"$ 397.839,55","$ 601,88","$ 401.255,06","$ 0,00","$ 0,00"]
[11849,"Tablero para alojar interruptor industrial 3X1000A","UN",313976.23,"$ 0,00","$ 14.951,25","$ 299.024,98","$ 0,00","$ 0,00"]
[17533,"Tablero parada de emeregencia - Piscina Olimpica","UN",184281.99,"$ 1.738,51","$ 8.692,55","$ 173.850,93","$ 0,00","$ 0,00"]
[556,"TABLERO PARCIALES  4 CIRC","UN",161253.98000000001,"$ 112.009,04","$ 2.345,00","$ 46.899,94","$ 0,00","$ 0,00"]
[557,"TABLERO PARCIALES 12 CIRC  TRIFASICO","UN",566909.69999999995,"$ 462.200,37","$ 4.986,16","$ 99.723,17","$ 0,00","$ 0,00"]
[12277,"TABLERO PARCIALES 12 CIRC  TRIFASICO","UN",566909.69999999995,"$ 462.200,37","$ 4.986,16","$ 99.723,17","$ 0,00","$ 0,00"]
[12377,"TABLERO PARCIALES 12 CIRC  UDS","UN",593837.9,"$ 491.682,01","$ 4.864,57","$ 97.291,32","$ 0,00","$ 0,00"]
[12296,"TABLERO PARCIALES 12 CIRC CAFETERIA IDRD","UN",548867.75,"$ 512.390,01","$ 1.737,04","$ 34.740,70","$ 0,00","$ 0,00"]
[12253,"TABLERO PARCIALES 12 CIRC OF UEL","UN",448201.38,"$ 343.492,05","$ 4.986,16","$ 99.723,17","$ 0,00","$ 0,00"]
[558,"TABLERO PARCIALES 18 CIRC","UN",608617.81999999995,"$ 421.249,94","$ 8.922,28","$ 178.445,60","$ 0,00","$ 0,00"]
[12387,"TABLERO PARCIALES 18 CIRC","UN",547933.88,"$ 360.566,00","$ 8.922,28","$ 178.445,60","$ 0,00","$ 0,00"]
[12388,"TABLERO PARCIALES 18 CIRC","UN",485809.88,"$ 298.442,00","$ 8.922,28","$ 178.445,60","$ 0,00","$ 0,00"]
[12594,"TABLERO PARCIALES 18 CIRC (Sin totaliz.)","UN",182388.66,"$ 0,00","$ 8.685,17","$ 173.703,49","$ 0,00","$ 0,00"]
[16815,"TABLERO PARCIALES 18 CIRC(CON ESP.TOTAL)","UN",583516.89,"$ 396.149,01","$ 8.922,28","$ 178.445,60","$ 0,00","$ 0,00"]
[14441,"TABLERO PARCIALES 18 CIRC(CON ESP.TOTAL)+BREAK","UN",728131.89,"$ 540.764,01","$ 8.922,28","$ 178.445,60","$ 0,00","$ 0,00"]
[12374,"TABLERO PARCIALES 24 CIRC UDS","UN",899746.54,"$ 754.018,00","$ 6.939,45","$ 138.789,09","$ 0,00","$ 0,00"]
[12375,"TABLERO PARCIALES 24 CIRC UDS","UN",1065448.54,"$ 919.720,00","$ 6.939,45","$ 138.789,09","$ 0,00","$ 0,00"]
[12216,"TABLERO PARCIALES 30 CIRC","UN",1146643.18,"$ 1.005.091,34","$ 6.740,56","$ 134.811,28","$ 0,00","$ 0,00"]
[11641,"TABLERO PARCIALES 36 CIRC","UN",1556589.6,"$ 1.410.678,67","$ 6.948,14","$ 138.962,79","$ 0,00","$ 0,00"]
[12245,"TABLERO PARCIALES 36 CIRC","UN",879220.93,"$ 733.310,00","$ 6.948,14","$ 138.962,79","$ 0,00","$ 0,00"]
[12291,"TABLERO PARCIALES 36 CIRC archivo IDRD","UN",899746.54,"$ 754.018,00","$ 6.939,45","$ 138.789,09","$ 0,00","$ 0,00"]
[12267,"TABLERO PARCIALES 8 CIRC 0,40x0,50 OF UEL","UN",63836.03,"$ 0,00","$ 3.039,81","$ 60.796,22","$ 0,00","$ 0,00"]
[19001,"TABLERO TGDC CDRC Cometas","UN",27293109.34,"$ 26.856.660,01","$ 17.370,35","$ 347.406,98","$ 71.672,00","$ 0,00"]
[18978,"TABLERO TGDD","UN",27487975.699999999,"$ 27.233.915,04","$ 8.685,17","$ 173.703,49","$ 71.672,00","$ 0,00"]
[11757,"TABLERO TRIF 12C 3F 5H BARR 225A 240 V","UN",253491.22,"$ 185.944,06","$ 6.151,55","$ 61.395,61","$ 0,00","$ 0,00"]
[11758,"TABLERO TRIF 18C 3F 5H BARR 225A 240 V ","UN",441979.88,"$ 374.835,51","$ 6.108,40","$ 61.035,98","$ 0,00","$ 0,00"]
[11759,"TABLERO TRIF 24C 3F 5H BARR 225A 120/208VCon espacio para totalizador+Puerta+Chapa+Acce.CefeCometas ","UN",385365.57,"$ 321.273,00","$ 3.056,60","$ 61.035,98","$ 0,00","$ 0,00"]
[11760,"TABLERO TRIF 36C 3F 5H BARR 225A 240 V fontanar","UN",85870.77,"$ 19.405,58","$ 6.042,29","$ 60.422,90","$ 0,00","$ 0,00"]
[15345,"TABLERO TRIF PARA 30 CIRC. Y ESP. TOTALIZADOR","UN",522090.9,"$ 416.305,48","$ 5.037,40","$ 100.748,02","$ 0,00","$ 0,00"]
[16215,"TABLERO TRIFAS.(42) CIRCUITOS(Con Espac.Totalizad)","UN",1501818.81,"$ 1.355.907,88","$ 6.948,14","$ 138.962,79","$ 0,00","$ 0,00"]
[12227,"TABLERO TRIFASICO 12 CTOS. + TOTALIZADOR","UN",561967.54,"$ 430.976,00","$ 6.237,69","$ 124.753,85","$ 0,00","$ 0,00"]
[18845,"TABLERO TRIFASICO T0 12 CIRC 125A 10KA","UN",323902.27,"$ 0,00","$ 19.356,65","$ 258.088,65","$ 46.456,97","$ 0,00"]
[18841,"TABLERO TRIFASICO T01 12 CIRC 125A 10KA","UN",323902.27,"$ 0,00","$ 19.356,65","$ 258.088,65","$ 46.456,97","$ 0,00"]
[18788,"TABLERO TRIFASICO T1 12 CIRC 500A 25KA","UN",323510.13,"$ 0,00","$ 19.329,29","$ 257.723,87","$ 46.456,97","$ 0,00"]
[18851,"TABLERO TRIFASICO T11 12 CIRC 125A 10KA","UN",323902.27,"$ 0,00","$ 19.356,65","$ 258.088,65","$ 46.456,97","$ 0,00"]
[18836,"TABLERO TRIFASICO T12 12 CIRC 125A 10KA","UN",323902.27,"$ 0,00","$ 19.356,65","$ 258.088,65","$ 46.456,97","$ 0,00"]
[18856,"TABLERO TRIFASICO T12 18 CIRC 125A 10KA","UN",323902.27,"$ 0,00","$ 19.356,65","$ 258.088,65","$ 46.456,97","$ 0,00"]
[18859,"TABLERO TRIFASICO T13 12 CIRC 125A 10KA","UN",323902.27,"$ 0,00","$ 19.356,65","$ 258.088,65","$ 46.456,97","$ 0,00"]
[18848,"TABLERO TRIFASICO T14 12 CIRC 125A 10KA","UN",323902.27,"$ 0,00","$ 19.356,65","$ 258.088,65","$ 46.456,97","$ 0,00"]
[18923,"TABLERO TRIFASICO T2 12 CIRC 125A 10KA","UN",323902.27,"$ 0,00","$ 19.356,65","$ 258.088,65","$ 46.456,97","$ 0,00"]
[18909,"TABLERO TRIFASICO T31 18 CIRC 125A 10KA","UN",323902.27,"$ 0,00","$ 19.356,65","$ 258.088,65","$ 46.456,97","$ 0,00"]
[18832,"TABLERO TRIFASICO T3BOMBAS 06 CIRC 250A 10KA","UN",2878696.89,"$ 2.693.704,00","$ 9.665,30","$ 128.870,62","$ 46.456,97","$ 0,00"]
[18861,"TABLERO TRIFASICO T4 12 CIRC 125A 10KA","UN",323902.27,"$ 0,00","$ 19.356,65","$ 258.088,65","$ 46.456,97","$ 0,00"]
[18872,"TABLERO TRIFASICO T41 18 CIRC 125A 10KA","UN",323902.27,"$ 0,00","$ 19.356,65","$ 258.088,65","$ 46.456,97","$ 0,00"]
[18870,"TABLERO TRIFASICO T42 30 CIRC 125A 10KA","UN",323902.27,"$ 0,00","$ 19.356,65","$ 258.088,65","$ 46.456,97","$ 0,00"]
[18860,"TABLERO TRIFASICO T5 18 CIRC 125A 10KA","UN",323902.27,"$ 0,00","$ 19.356,65","$ 258.088,65","$ 46.456,97","$ 0,00"]
[18790,"TABLERO TRIFASICO T6 08 CIRC 250A 25KA","UN",323510.13,"$ 0,00","$ 19.329,29","$ 257.723,87","$ 46.456,97","$ 0,00"]
[18874,"TABLERO TRIFASICO T61 30 CIRC 250A 10KA","UN",323902.27,"$ 0,00","$ 19.356,65","$ 258.088,65","$ 46.456,97","$ 0,00"]
[18878,"TABLERO TRIFASICO T71 12 CIRC 125A 10KA","UN",323902.27,"$ 0,00","$ 19.356,65","$ 258.088,65","$ 46.456,97","$ 0,00"]
[18925,"TABLERO TRIFASICO T72 12 CIRC 125A 10KA","UN",323902.27,"$ 0,00","$ 19.356,65","$ 258.088,65","$ 46.456,97","$ 0,00"]
[18883,"TABLERO TRIFASICO TA 18 CIRC 125A 10KA","UN",323902.27,"$ 0,00","$ 19.356,65","$ 258.088,65","$ 46.456,97","$ 0,00"]
[18881,"TABLERO TRIFASICO TA1 12 CIRC 125A 10KA","UN",323902.27,"$ 0,00","$ 19.356,65","$ 258.088,65","$ 46.456,97","$ 0,00"]
[18885,"TABLERO TRIFASICO TB 12 CIRC 125A 10KA","UN",323902.27,"$ 0,00","$ 19.356,65","$ 258.088,65","$ 46.456,97","$ 0,00"]
[18922,"TABLERO TRIFASICO TBCI 12 CIRC 600A 25KA","UN",323902.27,"$ 0,00","$ 19.356,65","$ 258.088,65","$ 46.456,97","$ 0,00"]
[18834,"TABLERO TRIFASICO TC 12 CIRC 500A 25KA","UN",323902.27,"$ 0,00","$ 19.356,65","$ 258.088,65","$ 46.456,97","$ 0,00"]
[18907,"TABLERO TRIFASICO TC1 12 CIRC 125A 10KA","UN",323902.27,"$ 0,00","$ 19.356,65","$ 258.088,65","$ 46.456,97","$ 0,00"]
[18785,"TABLERO TRIFASICO TDG 24 CIRC 2500A 40KA","UN",1063481.68,"$ 0,00","$ 57.990,48","$ 773.206,35","$ 232.284,85","$ 0,00"]
[18913,"TABLERO TRIFASICO Tef 12 CIRC 125A 10KA","UN",323902.27,"$ 0,00","$ 19.356,65","$ 258.088,65","$ 46.456,97","$ 0,00"]
[18829,"TABLERO TRIFASICO TEP 06 CIRC 250A 10KA","UN",184992.89,"$ 0,00","$ 9.665,30","$ 128.870,62","$ 46.456,97","$ 0,00"]
[18904,"TABLERO TRIFASICO TeqE 12 CIRC 125A 10KA","UN",323902.27,"$ 0,00","$ 19.356,65","$ 258.088,65","$ 46.456,97","$ 0,00"]
[18914,"TABLERO TRIFASICO Tes 12 CIRC 125A 10KA","UN",323902.27,"$ 0,00","$ 19.356,65","$ 258.088,65","$ 46.456,97","$ 0,00"]
[18873,"TABLERO TRIFASICO TGYM 18 CIRC 125A 10KA","UN",323902.27,"$ 0,00","$ 19.356,65","$ 258.088,65","$ 46.456,97","$ 0,00"]
[18865,"TABLERO TRIFASICO Til 50 CIRC 125A 10KA","UN",323902.27,"$ 0,00","$ 19.356,65","$ 258.088,65","$ 46.456,97","$ 0,00"]
[18887,"TABLERO TRIFASICO TL1 12 CIRC 125A 10KA","UN",323902.27,"$ 0,00","$ 19.356,65","$ 258.088,65","$ 46.456,97","$ 0,00"]
[18889,"TABLERO TRIFASICO TL2 12 CIRC 125A 10KA","UN",323902.27,"$ 0,00","$ 19.356,65","$ 258.088,65","$ 46.456,97","$ 0,00"]
[18890,"TABLERO TRIFASICO TL3 12 CIRC 125A 10KA","UN",323902.27,"$ 0,00","$ 19.356,65","$ 258.088,65","$ 46.456,97","$ 0,00"]
[18915,"TABLERO TRIFASICO TPr 12 CIRC 125A 10KA","UN",323902.27,"$ 0,00","$ 19.356,65","$ 258.088,65","$ 46.456,97","$ 0,00"]
[18917,"TABLERO TRIFASICO TR 30 CIRC 250A 10KA","UN",323902.27,"$ 0,00","$ 19.356,65","$ 258.088,65","$ 46.456,97","$ 0,00"]
[18926,"TABLERO TRIFASICO TR11 12 CIRC 125A 10KA","UN",323902.27,"$ 0,00","$ 19.356,65","$ 258.088,65","$ 46.456,97","$ 0,00"]
[18927,"TABLERO TRIFASICO TR12 12 CIRC 125A 10KA","UN",323902.27,"$ 0,00","$ 19.356,65","$ 258.088,65","$ 46.456,97","$ 0,00"]
[18891,"TABLERO TRIFASICO TS 12 CIRC 125A 10KA","UN",323902.27,"$ 0,00","$ 19.356,65","$ 258.088,65","$ 46.456,97","$ 0,00"]
[18902,"TABLERO TRIFASICO Tsis11-13 12 CIRC 125A 10KA","UN",323902.27,"$ 0,00","$ 19.356,65","$ 258.088,65","$ 46.456,97","$ 0,00"]
[18897,"TABLERO TRIFASICO Tsis1-2-3-4-5 30 CIRC 250A 10KA","UN",323902.27,"$ 0,00","$ 19.356,65","$ 258.088,65","$ 46.456,97","$ 0,00"]
[18824,"TABLERO TRIFASICO Tsis14 06 CIRC 250A 10KA","UN",184992.89,"$ 0,00","$ 9.665,30","$ 128.870,62","$ 46.456,97","$ 0,00"]
[18793,"TABLERO TRIFASICO Tsis6-7-8 06 CIRC 250A 10KA","UN",184992.89,"$ 0,00","$ 9.665,30","$ 128.870,62","$ 46.456,97","$ 0,00"]
[18899,"TABLERO TRIFASICO Tsis9-10-12 18 CIRC 125A 10KA","UN",323902.27,"$ 0,00","$ 19.356,65","$ 258.088,65","$ 46.456,97","$ 0,00"]
[18906,"TABLERO TRIFASICO TSOT 12 CIRC 125A 10KA","UN",323902.27,"$ 0,00","$ 19.356,65","$ 258.088,65","$ 46.456,97","$ 0,00"]
[13262,"TABLERO.24 CIRCLU/NEX  CON ESPAC.TOTALIZ.","UN",550883.71,"$ 414.198,00","$ 1.353,32","$ 135.332,39","$ 0,00","$ 0,00"]
[16477,"TABLERO/TIFASI-18 CIRC-CONPUERTA-ESPACO-TOTALIZADO","UN",766813.84,"$ 362.849,00","$ 7.920,88","$ 396.043,96","$ 0,00","$ 0,00"]
[13674,"TABLERO12 CIRC  CON ESP TOTALIZ+PUERTA (Sum+Inst).","UN",344290.72,"$ 200.254,00","$ 13.094,25","$ 130.942,47","$ 0,00","$ 0,00"]
[13672,"Tablero18 circui- espacio totalz+Puerta+chaSum+InS","UN",446197.97,"$ 289.067,01","$ 14.284,63","$ 142.846,33","$ 0,00","$ 0,00"]
[19019,"TableroControlPisCompeticionCRDC-CometasSUM+INS","UN",17999848.559999999,"$ 16.000.000,00","$ 95.230,88","$ 1.904.617,68","$ 0,00","$ 0,00"]
[17458,"TABLEROS ELÉCTRICOS DE FUERZA Y CONTROL SUM E INST","UN",1175490.96,"$ 298.220,70","$ 41.663,51","$ 833.270,24","$ 2.336,51","$ 0,00"]
[10943,"TABLETA CORAL 20*20  ALFA ***","M2",47586.720000000001,"$ 25.321,46","$ 1.060,25","$ 21.205,02","$ 0,00","$ 0,00"]
[956,"TABLETA DE LADRILLO 10x10 YOMASA","M2",27466.639999999999,"$ 3.577,47","$ 1.137,58","$ 22.751,59","$ 0,00","$ 0,00"]
[957,"TABLETA DE LADRILLO 10x20 YOMASA","M2",27466.639999999999,"$ 3.577,47","$ 1.137,58","$ 22.751,59","$ 0,00","$ 0,00"]
[958,"TABLETA DE LADRILLO 12x24 YOMASA","M2",27466.639999999999,"$ 3.577,47","$ 1.137,58","$ 22.751,59","$ 0,00","$ 0,00"]
[11155,"Tableta de piso Piedra Cid Negro**","M2",20923.88,"$ 309,99","$ 981,61","$ 19.632,28","$ 0,00","$ 0,00"]
[297,"TABLETA GRES 10x20 x2.5 T.MOORE","M2",27466.639999999999,"$ 3.577,47","$ 1.137,58","$ 22.751,59","$ 0,00","$ 0,00"]
[363,"TABLETA GUAYACAN        ALFA","M2",30196.5,"$ 6.113,44","$ 1.146,81","$ 22.936,26","$ 0,00","$ 0,00"]
[10410,"Tableta Moore  4.2-1 blando geoPAVCO**","M2",176029.2,"$ 65.544,91","$ 10.004,37","$ 53.727,18","$ 46.752,74","$ 0,00"]
[339,"TABLETA NATURAL 10x10  MOORE","M2",32600.560000000001,"$ 8.286,77","$ 1.157,80","$ 23.155,99","$ 0,00","$ 0,00"]
[340,"TABLETA NATURAL 15x15  MOORE","M2",32600.560000000001,"$ 8.286,77","$ 1.157,80","$ 23.155,99","$ 0,00","$ 0,00"]
[341,"TABLETA NATURAL 20x10  MOORE","M2",32541.45,"$ 8.227,66","$ 1.157,80","$ 23.155,99","$ 0,00","$ 0,00"]
[361,"TABLETA ROJA ROMANA  ALFA","M2",30196.5,"$ 6.113,44","$ 1.146,81","$ 22.936,26","$ 0,00","$ 0,00"]
[251,"TABLEX 2.44x1.53 -9mm    PIZANO","M2",24337.27,"$ 12.064,87","$ 0,00","$ 12.272,40","$ 0,00","$ 0,00"]
[342,"TABLON 1/2-26 NATURAL    MOORE","M2",24976.13,"$ 6.310,39","$ 0,00","$ 18.665,74","$ 0,00","$ 0,00"]
[362,"TABLON GRES 0,30 X 0,30 Sahara LISO Tipo. ALFA","M2",57103.16,"$ 40.123,68","$ 582,84","$ 16.195,96","$ 200,68","$ 0,00"]
[15119,"TABLON GRES 12.5 X 26 MOORE","M2",30278.47,"$ 11.103,82","$ 1.458,61","$ 17.515,36","$ 200,68","$ 0,00"]
[364,"TABLON MORO LISO TRDICION ALFA","M2",25613.79,"$ 6.948,06","$ 0,00","$ 18.665,74","$ 0,00","$ 0,00"]
[948,"TABLON NATURAL 1/4-26-8  MOORE","M2",24976.13,"$ 6.310,39","$ 0,00","$ 18.665,74","$ 0,00","$ 0,00"]
[14949,"TABLON TRADICION MOCCA 30 X 30 ALFA","M2",65524.35,"$ 46.932,54","$ 875,77","$ 17.515,36","$ 200,68","$ 0,00"]
[949,"TABLON Vitrif. 1/4-26-8  MOORE","M2",24976.13,"$ 6.310,39","$ 0,00","$ 18.665,74","$ 0,00","$ 0,00"]
[17403,"Tala Arbol hasta altura de 3mts (CDRC-tunal)","UN",92372.160000000003,"$ 0,00","$ 1.970,45","$ 8.494,91","$ 81.906,80","$ 0,00"]
[17410,"Tala Arbol mas de  3mts de Altura (CDRC-tunal)","UN",178742.69,"$ 0,00","$ 17.418,05","$ 29.561,53","$ 131.763,11","$ 0,00"]
[15515,"Tala de  árbol igual o mayor a 30 mts y menor de 40 mtrs","UN",0,"$ 0,00","$ 0,00","$ 0,00","$ 0,00","$ 0,00"]
[15516,"Tala de  árbol igual o mayor a 40 mts","UN",0,"$ 0,00","$ 0,00","$ 0,00","$ 0,00","$ 0,00"]
[15511,"Tala de  árbol igual o mayor a 5 mts y menor de 10 mts","UN",0,"$ 0,00","$ 0,00","$ 0,00","$ 0,00","$ 0,00"]
[15510,"Tala de  árbol menor a 5 metros","UN",0,"$ 0,00","$ 0,00","$ 0,00","$ 0,00","$ 0,00"]
[15512,"Tala de  árboles - igual o mayor a 10 mts y menor de 15 mts - Bajo Grado de Dificultad","UN",0,"$ 0,00","$ 0,00","$ 0,00","$ 0,00","$ 0,00"]
[15537,"Tala de  árboles - igual o mayor a 10 mts y menor de 15 mts - Medio Grado de Dificultad","UN",740386,"$ 740.386,00","$ 0,00","$ 0,00","$ 0,00","$ 0,00"]
[15514,"Tala de  árboles - igual o mayor a 20 mts y menor de 30 mtrs - Bajo Grado de Dificultad","UN",0,"$ 0,00","$ 0,00","$ 0,00","$ 0,00","$ 0,00"]
[15542,"Tala de árboles a ras del suelo y retiro de los de","UN",0,"$ 0,00","$ 0,00","$ 0,00","$ 0,00","$ 0,00"]
[15586,"Tala de árboles a ras del suelo. Ver descripcion t","UN",0,"$ 0,00","$ 0,00","$ 0,00","$ 0,00","$ 0,00"]
[15587,"Tala de árboles a ras del suelo. Ver descripcion t","UN",0,"$ 0,00","$ 0,00","$ 0,00","$ 0,00","$ 0,00"]
[15588,"Tala de árboles a ras del suelo. Ver descripcion t","UN",0,"$ 0,00","$ 0,00","$ 0,00","$ 0,00","$ 0,00"]
[15589,"Tala de árboles a ras del suelo. Ver descripcion t","UN",0,"$ 0,00","$ 0,00","$ 0,00","$ 0,00","$ 0,00"]
[15590,"Tala de árboles a ras del suelo. Ver descripcion t","UN",0,"$ 0,00","$ 0,00","$ 0,00","$ 0,00","$ 0,00"]
[15591,"Tala de árboles a ras del suelo. Ver descripcion t","UN",0,"$ 0,00","$ 0,00","$ 0,00","$ 0,00","$ 0,00"]
[15592,"Tala de árboles a ras del suelo. Ver descripcion t","UN",0,"$ 0,00","$ 0,00","$ 0,00","$ 0,00","$ 0,00"]
[11263,"Tala de arboles h= > a 20 < 25 m incluye transp**","UN",1103927.4099999999,"$ 0,00","$ 111.778,67","$ 517.326,74","$ 474.822,00","$ 0,00"]
[11979,"Tala de arboles h= > a 25< 30 m incluye transp**","UN",1813898.99,"$ 1.584,00","$ 205.495,58","$ 886.845,84","$ 719.973,57","$ 0,00"]
[11259,"Tala de arboles h= 0  a 2  m incly. transp**","UN",105744.91,"$ 0,00","$ 8.636,09","$ 59.123,06","$ 37.985,76","$ 0,00"]
[11262,"Tala de arboles h= 2.1  a 5  m incly. transp**","UN",160991.47,"$ 0,00","$ 12.954,14","$ 88.684,58","$ 59.352,75","$ 0,00"]
[10819,"Tala de arboles h= 5.1 a 10  m incly. transp**","UN",309792.46999999997,"$ 0,00","$ 31.408,78","$ 147.807,64","$ 130.576,05","$ 0,00"]
[10379,"Tala de arboles h=10.1 a 15 m  incluye transp**","UN",478706.64,"$ 0,00","$ 34.364,94","$ 206.930,70","$ 237.411,00","$ 0,00"]
[10497,"Tala de arboles h=15.1 a 20 m incluye transp**","UN",781544.28,"$ 0,00","$ 49.092,76","$ 295.615,28","$ 436.836,24","$ 0,00"]
[15513,"Tala de arboles h=15.1 a 20m  a ras del suelo + retiro + transporte -  Medio Grado Dificultad ","UN",1092606,"$ 1.092.606,00","$ 0,00","$ 0,00","$ 0,00","$ 0,00"]
[15535,"Tala de arboles y retiro. Ver descripción técnica","UN",0,"$ 0,00","$ 0,00","$ 0,00","$ 0,00","$ 0,00"]
[15536,"Tala de arboles y retiro. Ver descripción técnica","UN",0,"$ 0,00","$ 0,00","$ 0,00","$ 0,00","$ 0,00"]
[15538,"Tala de arboles y retiro. Ver descripción técnica","UN",0,"$ 0,00","$ 0,00","$ 0,00","$ 0,00","$ 0,00"]
[15540,"Tala de arboles y retiro. Ver descripción técnica","UN",0,"$ 0,00","$ 0,00","$ 0,00","$ 0,00","$ 0,00"]
[15541,"Tala de arboles y retiro. Ver descripción técnica","UN",0,"$ 0,00","$ 0,00","$ 0,00","$ 0,00","$ 0,00"]
[15539,"Tala de arboles y retiro. Ver descripción técnicar","UN",0,"$ 0,00","$ 0,00","$ 0,00","$ 0,00","$ 0,00"]
[10230,"Talud en tierra negra  h=0.15 m **","M2",19327.05,"$ 11.103,74","$ 53,95","$ 1.078,90","$ 6.172,69","$ 917,77"]
[10184,"Talud en tierra negra  h=0.45 m **","M2",47966.63,"$ 32.324,69","$ 1.438,54","$ 11.987,78","$ 0,00","$ 2.215,62"]
[14778,"Tamden 3 puestos (SUM + INST)","UN",30360.38,"$ 0,00","$ 1.445,73","$ 28.914,65","$ 0,00","$ 0,00"]
[14316,"Tandem de 3 puestos (suministro)","UN",0,"$ 0,00","$ 0,00","$ 0,00","$ 0,00","$ 0,00"]
[10580,"Tanque 1000Lt (sum.+instal.) **","UN",946343.73,"$ 826.452,48","$ 1.432,00","$ 118.459,25","$ 0,00","$ 0,00"]
[15104,"Tanque 20000Lt (suministro+instalación) **","UN",21457314.34,"$ 21.375.222,07","$ 3.909,16","$ 78.183,11","$ 0,00","$ 0,00"]
[13835,"Tanque 2000Lt (suministro+instalación) **","UN",1652681.73,"$ 1.534.222,48","$ 0,00","$ 118.459,25","$ 0,00","$ 0,00"]
[13306,"Tanque 250Lt (Sum.+Instal.) **","UN",57165.33,"$ 0,00","$ 9.541,21","$ 47.624,12","$ 0,00","$ 0,00"]
[12657,"Tanque 500Lt (sum.+Instal.) **","UN",77906.12,"$ 0,00","$ 8.780,40","$ 47.624,12","$ 21.501,60","$ 0,00"]
[14227,"Tanque Almacenam. Concreto Imp. 3500psiCol.Gim Sur","M3",857496.64,"$ 471.769,34","$ 98.751,58","$ 244.645,34","$ 42.330,39","$ 0,00"]
[15266,"Tanque Almacenamiento Concreto Imp. 3000 psi","M3",808917.82,"$ 502.029,41","$ 66.773,92","$ 240.114,49","$ 0,00","$ 0,00"]
[11894,"Tanque combustible (ACPM), 8 h trabajo plena carga","UN",0,"$ 0,00","$ 0,00","$ 0,00","$ 0,00","$ 0,00"]
[18537,"TANQUE COMBUSTIBLE ELECTROGENO","UN",4196248.54,"$ 841.000,00","$ 65.608,81","$ 3.280.440,33","$ 9.199,40","$ 0,00"]
[103,"TANQUE DE AGUA ELEVADO","M3",1080240.48,"$ 550.840,87","$ 40.413,10","$ 488.986,51","$ 0,00","$ 0,00"]
[12509,"TANQUE DE AGUA ELEVADO","M3",1080240.48,"$ 550.840,87","$ 40.413,10","$ 488.986,51","$ 0,00","$ 0,00"]
[104,"TANQUE DE AGUA SUBTERRANEO","M3",948585.69,"$ 583.283,41","$ 16.026,20","$ 349.276,08","$ 0,00","$ 0,00"]
[18835,"TANQUE DE ALMACENAMIENTO AC (VER DISEÑO)","UN",0,"$ 0,00","$ 0,00","$ 0,00","$ 0,00","$ 0,00"]
[16307,"TANQUE HIDROACUMULADOR DE 500 LTS","UN",163602.32,"$ 0,00","$ 7.790,59","$ 155.811,73","$ 0,00","$ 0,00"]
[15722,"Tanque tormenta con llantas (suds Lineal)","M3",130002.55,"$ 39.495,73","$ 27.567,32","$ 11.492,53","$ 51.446,96","$ 0,00"]
[15483,"Tanque tormenta con llantas suds","M3",361294.91,"$ 76.873,38","$ 5.784,06","$ 249.842,14","$ 28.795,32","$ 0,00"]
[14997,"TAPA  PLASTICA PARA VALVULAS 0.15 X 0.15 (Sum+Ins)","UN",15487.42,"$ 10.942,91","$ 216,41","$ 4.328,10","$ 0,00","$ 0,00"]
[12246,"TAPA CIEGA (suministro e instlación)**","UN",4212.51,"$ 530,00","$ 208,44","$ 3.474,07","$ 0,00","$ 0,00"]
[15145,"Tapa concret. 3.000PSIE=10cm(70X70)Tanque+MarcRefo","UN",339189.49,"$ 273.774,43","$ 5.733,00","$ 59.682,06","$ 0,00","$ 0,00"]
[13068,"Tapa Concreto2500(0.44x1.0m)+Refrz.3/8e=10cmCañuel","ML",73741.86,"$ 23.620,48","$ 2.217,44","$ 44.348,70","$ 3.555,23","$ 0,00"]
[12820,"Tapa Concreto2500psi(0.23x0.50m)+Refuerz.3/4 e=5cm","UN",72333.02,"$ 48.558,83","$ 1.114,86","$ 22.297,27","$ 362,05","$ 0,00"]
[13893,"Tapa Concreto2500psi+Refuerz.3/4 e=5cm","M2",633190.35,"$ 425.626,09","$ 9.705,95","$ 194.119,09","$ 3.739,22","$ 0,00"]
[13147,"Tapa Concreto3000psi(1.0 x 1.0m)+Re.1/2e=0.10m+Ang","UN",381651.73,"$ 184.088,42","$ 5.447,61","$ 136.190,36","$ 6.855,24","$ 49.070,10"]
[13004,"Tapa Concreto3000psi(1.50 x 1.50m)+Re.1/2e=0.20m","UN",300020.34999999998,"$ 241.301,88","$ 1.698,09","$ 33.961,84","$ 23.058,54","$ 0,00"]
[13071,"Tapa Cuadrada(0.60 x 0.60m)Polipropileno.Peatonal","UN",7963.72,"$ 0,00","$ 1.038,75","$ 6.924,97","$ 0,00","$ 0,00"]
[13219,"Tapa inspección alumb. el. 45x45 lám CR cal.16 **","UN",133069.17000000001,"$ 61.704,91","$ 5.318,20","$ 35.750,29","$ 0,00","$ 30.295,77"]
[15665,"Tapa Lamin.AlfajorAcero+Marc+Bisag(Tanque)90x160CM","UN",983452.51,"$ 555.134,42","$ 83.869,73","$ 338.714,60","$ 5.733,76","$ 0,00"]
[15663,"Tapa Lamin.AlfajorAcero+Marco+Bisag(Tanque)90x90cm","UN",587660.17000000004,"$ 325.750,38","$ 50.617,21","$ 206.992,26","$ 4.300,32","$ 0,00"]
[519,"TAPA LAVAMANOS MARMOL NEGRO","ML",21056.51,"$ 602,51","$ 0,00","$ 20.454,00","$ 0,00","$ 0,00"]
[520,"TAPA MESON GRANITO NAT JASPE","ML",451278.26,"$ 429.882,71","$ 1.018,84","$ 20.376,71","$ 0,00","$ 0,00"]
[10615,"Tapa Muro concreto (0.20)  inc. gotero **","ML",34141.78,"$ 21.079,16","$ 0,00","$ 13.062,62","$ 0,00","$ 0,00"]
[15035,"Tapa para Caja Inspeccion .70x.70 h=1.0 (Sum+Inst)","UN",185057.79,"$ 167.709,00","$ 340,17","$ 17.008,62","$ 0,00","$ 0,00"]
[13167,"Tapa para tablero (sum e inst) **","UN",10943.32,"$ 0,00","$ 312,67","$ 10.422,21","$ 0,00","$ 208,44"]
[16609,"Tapa Plástica Seguridad Protecc.Rodamientos(5-10cm","UN",6136.2,"$ 0,00","$ 292,20","$ 5.844,00","$ 0,00","$ 0,00"]
[13788,"Tapa Registro 20x20 Aluminio **","UN",8026.92,"$ 301,25","$ 367,89","$ 7.357,78","$ 0,00","$ 0,00"]
[10650,"Tapa Registro Plastica 20x20 **","UN",19556.36,"$ 11.291,25","$ 0,00","$ 8.265,11","$ 0,00","$ 0,00"]
[12636,"TAPA- REGISTRO-ACERO INOXI.(20X20) (SUM+INST)","UN",13156.62,"$ 795,56","$ 588,62","$ 11.772,44","$ 0,00","$ 0,00"]
[16536,"TAPAS- FIBROCEMENTO-8mm-INCLU-CINT-FILO-VINILO-T1","ML",33803.599999999999,"$ 21.481,55","$ 2.949,47","$ 9.372,58","$ 0,00","$ 0,00"]
[421,"TAPAS REGISTRO           20x20","UN",17719.650000000001,"$ 11.291,25","$ 0,00","$ 6.428,40","$ 0,00","$ 0,00"]
[422,"TAPAS REGISTRO  15x15 (PLÁSTICA)","UN",7314.05,"$ 301,25","$ 0,00","$ 7.012,80","$ 0,00","$ 0,00"]
[14636,"TAPAS SEMIESFERICAS (SUM + INST)","UN",10954.89,"$ 41,79","$ 1.594,02","$ 9.032,39","$ 286,69","$ 0,00"]
[14805,"TAPAS SEMIESFERICAS(DESM+SUM+INST)","UN",16051.94,"$ 41,79","$ 2.296,09","$ 12.137,27","$ 1.576,79","$ 0,00"]
[612,"TAPAS SHUT LAMINA","UN",104979.35,"$ 102.721,25","$ 0,00","$ 2.258,10","$ 0,00","$ 0,00"]
[11021,"Tapon PVC P  ( 1/2\")      **","UN",7925.33,"$ 2.453,67","$ 260,56","$ 5.211,10","$ 0,00","$ 0,00"]
[11360,"Tapon PVC P  ( 3\")  **","UN",37221.769999999997,"$ 31.750,11","$ 260,56","$ 5.211,10","$ 0,00","$ 0,00"]
[9024,"Tapon PVC S  ( 2\")      **","UN",0,"$ 0,00","$ 0,00","$ 0,00","$ 0,00","$ 0,00"]
[13482,"Tapon PVC S  ( 2\")      **","UN",9071.6299999999992,"$ 3.048,38","$ 155,81","$ 5.193,72","$ 673,72","$ 0,00"]
[10600,"Tapon PVC S  ( 3\")      **","UN",11649.86,"$ 6.178,20","$ 260,56","$ 5.211,10","$ 0,00","$ 0,00"]
[10686,"Tapon PVC S  ( 4\")      **","UN",10160.17,"$ 4.688,51","$ 260,56","$ 5.211,10","$ 0,00","$ 0,00"]
[11030,"Tapon PVC S  ( 6\")      **","UN",26540.44,"$ 21.068,78","$ 260,56","$ 5.211,10","$ 0,00","$ 0,00"]
[11892,"Tapon PVC S( 6\") Fontanar**","UN",15276.03,"$ 2.551,41","$ 605,93","$ 12.118,69","$ 0,00","$ 0,00"]
[11982,"Tapon roscado  HG  ( 2\")      **","UN",8202.6200000000008,"$ 0,00","$ 238,91","$ 7.963,71","$ 0,00","$ 0,00"]
[13327,"TAPON ROSCADO DE 3\" PARA CERRAMIENTO - SUM E INST.","UN",30101.25,"$ 24.891,00","$ 248,11","$ 4.962,14","$ 0,00","$ 0,00"]
[16570,"Tapón Tubería Planar 12\"Advanedge end(Sumi+Inst)","UN",28039.22,"$ 20.768,00","$ 346,25","$ 6.924,97","$ 0,00","$ 0,00"]
[13047,"Tarima palco cristales Plaza de Toros **","UN",0,"$ 0,00","$ 0,00","$ 0,00","$ 0,00","$ 0,00"]
[17938,"TARJETA CONTROL EQ AIRE RENOVACION SALAS DE MUSICA","UN",58517.49,"$ 3.966,00","$ 4.548,81","$ 35.668,28","$ 14.334,40","$ 0,00"]
[17783,"Tarjeta de proximidad 1326 (SUMI INST)","UN",3474.07,"$ 0,00","$ 0,00","$ 3.474,07","$ 0,00","$ 0,00"]
[17709,"Tarjeta de red ethernet, UL (SUMI INST)","UN",19680.599999999999,"$ 0,00","$ 573,22","$ 19.107,38","$ 0,00","$ 0,00"]
[17747,"Tarjeta supervisora de linea PVA-1WEOL(SUMI INST)","UN",25035.89,"$ 0,00","$ 717,40","$ 24.318,49","$ 0,00","$ 0,00"]
[14028,"TAZA INSTITUCIONAL ELONGADO SIN ASIENTO **","UN",46481.75,"$ 963,02","$ 2.167,56","$ 43.351,17","$ 0,00","$ 0,00"]
[16748,"Tberia Alcantarillado PVC Ø 24\" (Sum+Inst)","ML",20024.490000000002,"$ 20.024,49","$ 0,00","$ 0,00","$ 0,00","$ 0,00"]
[17464,"Techo Verde -CDRC","M2",183700.64,"$ 14.069,90","$ 569,16","$ 11.383,18","$ 157.678,40","$ 0,00"]
[20618,"TECHOS VERDES VEGETALES PARA ESCENARIOS IDRD","M2",547141.16,"$ 358.925,72","$ 5.861,42","$ 92.539,54","$ 1.639,49","$ 88.174,98"]
[17762,"Teclado LCD alfanumérico (SUMI INST)","UN",30740.3,"$ 0,00","$ 1.210,71","$ 29.529,59","$ 0,00","$ 0,00"]
[10620,"tee 12\" con reduccion a 3 AN\" **","UN",1901889.74,"$ 1.713.090,00","$ 612,86","$ 12.257,19","$ 3.086,34","$ 172.843,35"]
[10484,"Tee AceroCarb d=6\" Sch40 **","UN",254378.85,"$ 195.063,66","$ 2.157,00","$ 19.172,43","$ 37.985,76","$ 0,00"]
[14974,"TEE HG 1 1/2\"","UN",4204.0600000000004,"$ 618,84","$ 70,30","$ 3.514,92","$ 0,00","$ 0,00"]
[14993,"TEE HG 2 1/2\"","UN",4206.26,"$ 621,04","$ 70,30","$ 3.514,92","$ 0,00","$ 0,00"]
[14976,"TEE HG 3\"","UN",4318.79,"$ 665,00","$ 173,99","$ 3.479,80","$ 0,00","$ 0,00"]
[14977,"TEE HG 4\"","UN",5641.5,"$ 825,53","$ 94,43","$ 4.721,54","$ 0,00","$ 0,00"]
[10490,"Tee HG d=1/2\" **","UN",7418.63,"$ 1.800,01","$ 267,55","$ 5.351,07","$ 0,00","$ 0,00"]
[17219,"TEE MECANICA H.D RANURADA 1 1/2 X 1 1/4\"","UN",21101.52,"$ 14.355,91","$ 132,27","$ 6.613,34","$ 0,00","$ 0,00"]
[17213,"TEE MECANICA H.D RANURADA 2 1/2 X 1 1/2\"","UN",6305.3,"$ 177,74","$ 120,15","$ 6.007,41","$ 0,00","$ 0,00"]
[17211,"TEE MECANICA H.D RANURADA 2 1/2 X 1 1/4\"","UN",6305.3,"$ 177,74","$ 120,15","$ 6.007,41","$ 0,00","$ 0,00"]
[17214,"TEE MECANICA H.D RANURADA 2 1/2 X 2\"","UN",10412.27,"$ 293,86","$ 198,40","$ 9.920,01","$ 0,00","$ 0,00"]
[17218,"TEE MECANICA H.D RANURADA 2 X 1 1/2\"","UN",4906.66,"$ 138,82","$ 93,49","$ 4.674,35","$ 0,00","$ 0,00"]
[17217,"TEE MECANICA H.D RANURADA 2 X 1 1/4\"","UN",4797.47,"$ 135,58","$ 91,41","$ 4.570,48","$ 0,00","$ 0,00"]
[17208,"TEE MECANICA ROSCADA 2 1/2 X 1\"","UN",5705.7,"$ 160,88","$ 108,72","$ 5.436,10","$ 0,00","$ 0,00"]
[17215,"TEE MECANICA ROSCADA 2 X 1\"","UN",4324.72,"$ 121,96","$ 82,41","$ 4.120,35","$ 0,00","$ 0,00"]
[10464,"Tee PVC Sch40 d=2 1/2\" **","UN",67818.009999999995,"$ 44.995,01","$ 612,86","$ 12.257,19","$ 1.187,06","$ 8.765,89"]
[319,"TEJA CINDU CLIMATIZADA ancho .68 M.","M2",15956.62,"$ 3.232,00","$ 605,93","$ 12.118,69","$ 0,00","$ 0,00"]
[14404,"TEJA DE BARRO MOORE (Instalacion)","M2",25575.279999999999,"$ 2.022,35","$ 2.630,76","$ 20.922,17","$ 0,00","$ 0,00"]
[224,"TEJA DE BARRO MOORE (Sum+Inst)","M2",28575.91,"$ 6.676,96","$ 637,83","$ 21.261,12","$ 0,00","$ 0,00"]
[225,"TEJA ESPA¥OLA ETERNIT","M2",86383.09,"$ 64.569,44","$ 1.038,75","$ 20.774,90","$ 0,00","$ 0,00"]
[223,"TEJA ETERNIT Crte.+TEJA BARRO","M2",61024.01,"$ 38.955,09","$ 1.050,90","$ 21.018,01","$ 0,00","$ 0,00"]
[226,"TEJA ETERNIT No. 4","M2",40433.4,"$ 22.601,62","$ 519,37","$ 17.312,41","$ 0,00","$ 0,00"]
[12155,"TEJA ETERNIT No. 6","M2",41830.730000000003,"$ 23.998,95","$ 519,37","$ 17.312,41","$ 0,00","$ 0,00"]
[13350,"TEJA ETERNIT No. 6 CLARABOYA+tornillos+Sikaflex","M2",26287.69,"$ 8.455,91","$ 519,37","$ 17.312,41","$ 0,00","$ 0,00"]
[13348,"TEJA ETERNIT No. 6+tornillos+Sikaflex","M2",47350.35,"$ 31.301,74","$ 467,44","$ 15.581,17","$ 0,00","$ 0,00"]
[228,"TEJA ETERNIT No. 8","M2",40442.44,"$ 22.610,66","$ 519,37","$ 17.312,41","$ 0,00","$ 0,00"]
[222,"TEJA SHINGLE (CON IMPERMEAB)","M2",86281.48,"$ 67.237,82","$ 0,00","$ 19.043,66","$ 0,00","$ 0,00"]
[14403,"TEJA TRANSPARENTE No. 10  (instalacion)","M2",21452.49,"$ 0,00","$ 2.408,83","$ 19.043,66","$ 0,00","$ 0,00"]
[13554,"TEJA TRANSPARENTE No. 10  (sum+instalacion)","M2",59507.76,"$ 37.483,96","$ 2.980,14","$ 19.043,66","$ 0,00","$ 0,00"]
[230,"TEJA TRANSPARENTE No. 4","M2",23527.71,"$ 3.912,74","$ 571,31","$ 19.043,66","$ 0,00","$ 0,00"]
[231,"TEJA TRANSPARENTE No. 6","M2",22158.25,"$ 2.543,28","$ 571,31","$ 19.043,66","$ 0,00","$ 0,00"]
[229,"TEJA Trns.ACRILICA CRISTACRY","M2",63328.89,"$ 43.713,92","$ 571,31","$ 19.043,66","$ 0,00","$ 0,00"]
[13363,"TELA VERDE PARA CERRAMIENTO H=2.10M (sumin)","ML",2085.3000000000002,"$ 2.085,30","$ 0,00","$ 0,00","$ 0,00","$ 0,00"]
[454,"TELEDUCHA IRIS GRIVAL","UN",52596,"$ 0,00","$ 0,00","$ 52.596,00","$ 0,00","$ 0,00"]
[559,"TELEFONO-CITOFONO/ECONOM.","UN",78898.64,"$ 40.597,02","$ 1.823,89","$ 36.477,73","$ 0,00","$ 0,00"]
[15032,"TELERRUPTOR BIPOLAR 120V-16 AMPERIOS","UN",39042.92,"$ 28.026,00","$ 524,62","$ 10.492,30","$ 0,00","$ 0,00"]
[15197,"TELERRUPTOR MONOPOLAR 120V-16 AMPERIOS","UN",11016.92,"$ 0,00","$ 524,62","$ 10.492,30","$ 0,00","$ 0,00"]
[13319,"TEMPLADA ALAMBRE DE PUA","ML",2219.83,"$ 5,56","$ 105,44","$ 2.108,83","$ 0,00","$ 0,00"]
[13322,"TEMPLADA MALLA FORTINET H=2.00m","ML",22142.73,"$ 0,00","$ 1.054,42","$ 21.088,31","$ 0,00","$ 0,00"]
[10022,"Templada malla y arreglo estruc metalica","M2",49880.39,"$ 29.268,09","$ 4.253,38","$ 16.358,93","$ 0,00","$ 0,00"]
[12628,"Temple. Malla Eslab.Cerram.h=2.0m(SinPintura)","ML",26282.47,"$ 5.670,17","$ 4.253,38","$ 16.358,93","$ 0,00","$ 0,00"]
[18830,"TERMINAL DE CONTROL DE TIEMPO Y CONTROL DE ACCESO","UN",114517.26,"$ 621,60","$ 2.229,66","$ 111.483,30","$ 182,70","$ 0,00"]
[15354,"TERMINAL PREMOLD.USO EXTERIOR Cu (2-2/0)AWG-15KV","JGO",419431.4,"$ 336.937,65","$ 3.928,27","$ 78.565,48","$ 0,00","$ 0,00"]
[15341,"TERMINAL PREMOLD.USO INTERIOR Cu (2-2/0)AWG-15KV","GL",509471.54,"$ 426.977,79","$ 3.928,27","$ 78.565,48","$ 0,00","$ 0,00"]
[10488,"TERMINAL PREMOLDEADO USO EXTERIOR Cu (4/0-120mm2)AWG-15KV Cefe Cometas (Sum+Inst)","JGO",509471.54,"$ 426.977,79","$ 3.928,27","$ 78.565,48","$ 0,00","$ 0,00"]
[17469,"TERMINAL PREMOLDEADO USO INTERIOR 15 KV","JGO",457646.29,"$ 282.659,54","$ 8.332,70","$ 166.654,05","$ 0,00","$ 0,00"]
[10487,"TERMINAL PREMOLDEADOUSO INTERIOR Cu (4/0-120mm)AWG-15KV.CEFE COMETAS (Sum+Instalación)","JGO",415994.56,"$ 333.500,81","$ 3.928,27","$ 78.565,48","$ 0,00","$ 0,00"]
[17487,"Terminal rejilla perimetral 345 mm Poliprop o ABS","UN",58172.56,"$ 564,78","$ 1.129,56","$ 56.478,22","$ 0,00","$ 0,00"]
[12709,"Terminales Autodesforre**","UN",1063.06,"$ 0,00","$ 20,84","$ 1.042,22","$ 0,00","$ 0,00"]
[11867,"Terminales cable MT 2/0, 15 KV 100% aislamiento","JGO",109140,"$ 0,00","$ 2.140,00","$ 107.000,00","$ 0,00","$ 0,00"]
[15744,"Terminales Preformado conexi red elect. MT.uso Ext","UN",1026205.36,"$ 974.572,00","$ 1.259,35","$ 50.374,01","$ 0,00","$ 0,00"]
[15734,"Terminales Preformado conexion red elect. tipo buj","JGO",10757.06,"$ 9.694,00","$ 20,84","$ 1.042,22","$ 0,00","$ 0,00"]
[15733,"Terminales Preformado conexion red elect. tipo cod","UN",549926.06000000006,"$ 548.863,00","$ 20,84","$ 1.042,22","$ 0,00","$ 0,00"]
[15735,"Terminales Preformado conexion red elect. uso int","??",53988.39,"$ 9.694,00","$ 868,52","$ 43.425,87","$ 0,00","$ 0,00"]
[17586,"Termohigrometro (Incl base plastica -Sum e inst)","UN",177510.9,"$ 148.989,40","$ 282,39","$ 28.239,11","$ 0,00","$ 0,00"]
[18700,"TERMOMETRO CDRC","UN",11281.62,"$ 0,00","$ 221,21","$ 11.060,41","$ 0,00","$ 0,00"]
[18768,"Termostato digital+caja guarda termostato(Sum)CDRC","UN",43003.199999999997,"$ 0,00","$ 0,00","$ 0,00","$ 43.003,20","$ 0,00"]
[560,"TIMBRE-BOTON / ECONOM.","UN",64962.63,"$ 23.013,24","$ 1.997,59","$ 39.951,80","$ 0,00","$ 0,00"]
[1032,"TINA FIBRA- 1.80mtx.90x.41 ( INST.COMPLETA)","UN",435357.18,"$ 136.924,28","$ 14.211,09","$ 284.221,80","$ 0,00","$ 0,00"]
[521,"TINA FIBRA DE VIDRIO","UN",65270.16,"$ 9.385,99","$ 0,00","$ 55.884,17","$ 0,00","$ 0,00"]
[1033,"TINA FIRPLAK 1.60mtx.75x.41  ( INST.COMPLETA)","UN",435357.18,"$ 136.924,28","$ 14.211,09","$ 284.221,80","$ 0,00","$ 0,00"]
[16513,"TINA PARA CRIOTERAPIA1.8x0.90 H=0.41ml+GRIF+DESAG","UN",804691.86,"$ 428.707,22","$ 13.938,99","$ 362.045,65","$ 0,00","$ 0,00"]
[643,"TINTILLA SOBRE MADERA LINEAL","ML",3421,"$ 1.901,56","$ 0,00","$ 1.519,44","$ 0,00","$ 0,00"]
[644,"TINTILLA SOBRE MADERA LLENA","M2",14883.59,"$ 6.117,59","$ 0,00","$ 8.766,00","$ 0,00","$ 0,00"]
[645,"TINTILLA SOBRE MUEBLES","M2",34371.14,"$ 9.241,94","$ 0,00","$ 25.129,20","$ 0,00","$ 0,00"]
[423,"TOALLERO ACUCER CORONA","UN",21924.05,"$ 301,25","$ 0,00","$ 21.622,80","$ 0,00","$ 0,00"]
[11396,"Toldo proteccion Angeo fachada lona h=15m **","ML",132363.6,"$ 49.811,27","$ 2.503,49","$ 80.048,84","$ 0,00","$ 0,00"]
[13641,"Toma bifasica AEREA - Sumi e inst","UN",12155.29,"$ 7.639,00","$ 173,70","$ 4.342,59","$ 0,00","$ 0,00"]
[13101,"Toma Coaxial Rosca para T.V.( sum+inst).","UN",7834.02,"$ 0,00","$ 712,18","$ 7.121,84","$ 0,00","$ 0,00"]
[260,"TOMA DE ENSAYOS PARA CONCRETO","MES",4996.3500000000004,"$ 0,00","$ 0,00","$ 4.996,35","$ 0,00","$ 0,00"]
[17110,"Toma de TV (SUMI INST)","UN",42239.65,"$ 17.191,61","$ 729,55","$ 24.318,49","$ 0,00","$ 0,00"]
[16228,"Toma Doble Cableado Estruct. Categ-6 (face plat","UN",79265.759999999995,"$ 61.548,00","$ 347,41","$ 17.370,35","$ 0,00","$ 0,00"]
[17109,"Toma doble RJ 45 categoría 6A (SUMI INST)","UN",73750.649999999994,"$ 48.702,61","$ 729,55","$ 24.318,49","$ 0,00","$ 0,00"]
[12570,"TOMA DOBLE RJ-45 CON FLACE PLATE- CAT 5 sum+ins","UN",33351.839999999997,"$ 0,00","$ 4.429,44","$ 26.055,52","$ 2.866,88","$ 0,00"]
[13106,"TOMA ELECTRICA NORMAL LEVINTON BEIGE sum+ins","UN",5138.3900000000003,"$ 31,50","$ 243,19","$ 4.863,70","$ 0,00","$ 0,00"]
[13833,"TOMA ELECTRICA POLO A TIERRA GRAD. COMERC sum+ins","UN",16055.59,"$ 2.441,00","$ 1.042,22","$ 10.422,21","$ 2.150,16","$ 0,00"]
[12862,"TOMA ELECTRICA POLO AISLADO NARANJA HG sum+ins","UN",15060.87,"$ 0,00","$ 1.771,78","$ 10.422,21","$ 2.866,88","$ 0,00"]
[12861,"TOMA ELECTRICA POLO NORMAL sum+ins","UN",3426.33,"$ 0,00","$ 156,33","$ 3.126,66","$ 143,34","$ 0,00"]
[13320,"TOMA GFCI 15A + CABLEADO**","UN",93282.78,"$ 62.823,88","$ 1.450,42","$ 29.008,48","$ 0,00","$ 0,00"]
[17090,"Toma HDMI (SUMI INST)","UN",42239.65,"$ 17.191,61","$ 729,55","$ 24.318,49","$ 0,00","$ 0,00"]
[13638,"Toma monofasica Suministro e instalación","UN",6949.77,"$ 3.302,00","$ 173,70","$ 3.474,07","$ 0,00","$ 0,00"]
[14237,"Toma para cantonera  +caja Sumi e inst","UN",9286.5499999999993,"$ 5.743,00","$ 69,48","$ 3.474,07","$ 0,00","$ 0,00"]
[14239,"Toma para secador de manos  +caja Sumi e inst","UN",9286.5499999999993,"$ 5.743,00","$ 69,48","$ 3.474,07","$ 0,00","$ 0,00"]
[12569,"Toma RJ-45 CAT 6   X 1 sum+ins","UN",7017.62,"$ 0,00","$ 69,48","$ 6.948,14","$ 0,00","$ 0,00"]
[11806,"TOMA RJ45 TIPO JACK CATEGORÍA 6","UN",22155.599999999999,"$ 19.228,00","$ 165,71","$ 2.761,89","$ 0,00","$ 0,00"]
[15059,"TOMA SENCI CABLEADO ESTRUCTURADO CAT 6","UN",49233.89,"$ 30.995,02","$ 868,52","$ 17.370,35","$ 0,00","$ 0,00"]
[16227,"Toma Sencilla Cableado Estruct. Categ-6 (face plat","UN",43355.76,"$ 25.638,00","$ 347,41","$ 17.370,35","$ 0,00","$ 0,00"]
[17103,"Toma sencillo RJ 45 categoría 6A (SUMI INST)","UN",65223.66,"$ 40.175,62","$ 729,55","$ 24.318,49","$ 0,00","$ 0,00"]
[13645,"Toma telefonica  + caja - Sum e inst","UN",14779.55,"$ 11.236,00","$ 69,48","$ 3.474,07","$ 0,00","$ 0,00"]
[13102,"Toma Telefónica RJ11 Doble.+Caja+Tub( sum+inst).","UN",12730.03,"$ 4.896,01","$ 712,18","$ 7.121,84","$ 0,00","$ 0,00"]
[11672,"TOMACORRIENTE DOBLE 5-15R LEVINT. O SIMILAR**","UN",10869.6,"$ 7.942,00","$ 165,71","$ 2.761,89","$ 0,00","$ 0,00"]
[11673,"TOMACORRIENTE DOBLE 5-15R REGULADA DE COLOR","UN",9569.0499999999993,"$ 3.205,00","$ 270,98","$ 4.516,29","$ 1.576,78","$ 0,00"]
[14042,"TOMACORRIENTE DOBLE AISLADA  COLOR NARANJA","UN",17943.830000000002,"$ 15.208,00","$ 130,28","$ 2.605,55","$ 0,00","$ 0,00"]
[18792,"TOMACORRIENTE DOBLE MONOFÁSICA PROT FALLA","UN",83861.77,"$ 44.577,42","$ 2.416,65","$ 32.222,00","$ 4.645,70","$ 0,00"]
[18787,"TOMACORRIENTE DOBLE MONOFÁSICA RED NORMAL","UN",83861.77,"$ 44.577,42","$ 2.416,65","$ 32.222,00","$ 4.645,70","$ 0,00"]
[20643,"TOMACORRIENTE DOBLE MONOFÁSICA RED NORMAL","UN",92238.46,"$ 53.115,22","$ 2.255,54","$ 32.222,00","$ 4.645,70","$ 0,00"]
[18794,"TOMACORRIENTE DOBLE MONOFÁSICA RED REGULADA","UN",96220.77,"$ 56.936,42","$ 2.416,65","$ 32.222,00","$ 4.645,70","$ 0,00"]
[20647,"TOMACORRIENTE DOBLE MONOFÁSICA RED REGULADA","UN",96097.46,"$ 56.974,22","$ 2.255,54","$ 32.222,00","$ 4.645,70","$ 0,00"]
[17052,"Tomacorriente polo a tierra aislado 15 A, 120 V","UN",87200.05,"$ 38.893,11","$ 1.407,00","$ 46.899,94","$ 0,00","$ 0,00"]
[17038,"Tomacorriente polo a tierra no aislado 15 A, 120 V","UN",72591.05,"$ 24.284,11","$ 1.407,00","$ 46.899,94","$ 0,00","$ 0,00"]
[17057,"Tomacorriente polo a tierra no aislado 20 A, 208 V","UN",75700.460000000006,"$ 27.393,52","$ 1.407,00","$ 46.899,94","$ 0,00","$ 0,00"]
[16605,"Tope Caucho Balancin o Biosaludabl(Sum+Transp+dado","UN",61887.22,"$ 10.231,64","$ 3.943,37","$ 38.273,06","$ 9.439,15","$ 0,00"]
[11119,"Tope llantas  (Fundido)**","UN",45590.54,"$ 22.805,71","$ 478,91","$ 22.305,92","$ 0,00","$ 0,00"]
[13887,"Tope llantas  (Prefabricado)H=15cm,B=20cm;L=50cm**","UN",20563.86,"$ 674,12","$ 281,61","$ 12.440,93","$ 7.167,20","$ 0,00"]
[13544,"TOPE PARA PUERTA EN ACERO","UN",13468.43,"$ 168,00","$ 260,79","$ 13.039,64","$ 0,00","$ 0,00"]
[773,"TOPES EN CONCRETO PARQUEADERO","ML",50029.86,"$ 19.591,97","$ 0,00","$ 30.437,89","$ 0,00","$ 0,00"]
[10739,"Topografia (comision completa+equip+trans) **","DD",603936.80000000005,"$ 42.765,62","$ 84.497,11","$ 333.330,07","$ 143.344,00","$ 0,00"]
[14373,"Tornillo 1/2 x 6\" - Suministro","UN",2903.01,"$ 2.903,01","$ 0,00","$ 0,00","$ 0,00","$ 0,00"]
[14711,"TORNILLOS 1/2 X6\" (SUM + INST)","UN",5140.51,"$ 3.401,00","$ 69,18","$ 1.383,64","$ 286,69","$ 0,00"]
[14870,"TORNILLOS 1/2 X6\"(DESM+SUM+INST)","UN",6619.05,"$ 3.401,00","$ 139,59","$ 2.791,77","$ 286,69","$ 0,00"]
[14712,"TORNILLOS 1/2 X9\"    (SUM + INST)","UN",5574.51,"$ 3.835,00","$ 69,18","$ 1.383,64","$ 286,69","$ 0,00"]
[14871,"TORNILLOS 1/2 X9\"(DESM+SUM+INST)","UN",7374.46,"$ 3.835,00","$ 154,89","$ 3.097,88","$ 286,69","$ 0,00"]
[14709,"TORNILLOS 1/4 X 3\"  (SUM + INST) Mobiliario","UN",2199.52,"$ 460,01","$ 69,18","$ 1.383,64","$ 286,69","$ 0,00"]
[14868,"TORNILLOS 1/4 X 3\"(DESM+SUM+INST)","UN",3999.47,"$ 460,01","$ 154,89","$ 3.097,88","$ 286,69","$ 0,00"]
[14710,"TORNILLOS 1/4 X 4\"  (SUM + INST)","UN",3260.51,"$ 1.521,00","$ 69,18","$ 1.383,64","$ 286,69","$ 0,00"]
[14869,"TORNILLOS 1/4 X 4\"(DESM+SUM+INST)","UN",5060.46,"$ 1.521,00","$ 154,89","$ 3.097,88","$ 286,69","$ 0,00"]
[14637,"TORNILLOS BUTTON  (SUM + INST)","UN",20383.09,"$ 15.112,00","$ 244,63","$ 2.446,27","$ 2.580,19","$ 0,00"]
[14806,"TORNILLOS BUTTON(DESM+SUM+INST)","UN",22951.67,"$ 15.112,00","$ 366,94","$ 4.892,54","$ 2.580,19","$ 0,00"]
[16555,"Torniquete Acero Inox.Antrax plusNegroBrazoAbatibl","UN",182004.2,"$ 44.374,71","$ 20.472,22","$ 117.157,27","$ 0,00","$ 0,00"]
[17786,"Torniquete bidireccional Twister Light (SUMI INST)","UN",281816.53999999998,"$ 0,00","$ 10.839,10","$ 270.977,44","$ 0,00","$ 0,00"]
[18806,"TORNIQUETE INBIOS 260 PRO LECTORES DE HUELLA","UN",460945.19,"$ 1.390,40","$ 13.377,99","$ 445.933,20","$ 243,60","$ 0,00"]
[12593,"Totalizador  Industrial 3x30 A(Sum+Inst.)","UN",123269.18,"$ 106.211,00","$ 1.528,59","$ 15.285,91","$ 243,68","$ 0,00"]
[13609,"Totalizador 3 x 20A(Sum+Inst.)","UN",115956.7,"$ 106.403,01","$ 868,52","$ 8.685,17","$ 0,00","$ 0,00"]
[13610,"Totalizador 3 x 40A (Sum+Inst.)","UN",74459.69,"$ 64.906,00","$ 868,52","$ 8.685,17","$ 0,00","$ 0,00"]
[13608,"Totalizador 3 x 50 A(Sum+Inst.)","UN",151169.69,"$ 141.616,00","$ 868,52","$ 8.685,17","$ 0,00","$ 0,00"]
[13607,"Totalizador 3 x125 A(Sum+Inst.)","UN",224018.69,"$ 214.465,00","$ 868,52","$ 8.685,17","$ 0,00","$ 0,00"]
[13606,"Totalizador 3 x150 A(Sum+Inst.)","UN",352797.34,"$ 349.896,00","$ 52,11","$ 2.605,55","$ 243,68","$ 0,00"]
[12389,"Totalizador 3x100 A(Sum+Inst.)","UN",228558.61,"$ 132.778,00","$ 8.685,18","$ 86.851,75","$ 243,68","$ 0,00"]
[15109,"Totalizador 3x40 A + Caja (Sum+Inst.)","UN",135699.95000000001,"$ 34.578,00","$ 20.106,15","$ 80.772,12","$ 243,68","$ 0,00"]
[12276,"Totalizador de 75 Amp(Sum+Inst.)**","UN",17058.18,"$ 0,00","$ 1.528,59","$ 15.285,91","$ 243,68","$ 0,00"]
[13121,"Totalizador de 75 Amp(Sum+Inst.)**","UN",17058.18,"$ 0,00","$ 1.528,59","$ 15.285,91","$ 243,68","$ 0,00"]
[12939,"Totalizador Industrial  3x40 Amp(Sum+Inst.)","UN",161673.18,"$ 144.615,00","$ 1.528,59","$ 15.285,91","$ 243,68","$ 0,00"]
[11169,"Totalizador Industrial  3x80 Amp(Sum+Inst.)","UN",167194.18,"$ 150.136,00","$ 1.528,59","$ 15.285,91","$ 243,68","$ 0,00"]
[17439,"Tótem en lámina HR de 9mm, Base en lámina HR 500x2","UN",529691.02,"$ 4.997,09","$ 24.985,43","$ 499.708,50","$ 0,00","$ 0,00"]
[18177,"totem lámina HR de 9mm Dimensiones: 0,80 x 2,90m.","UN",594558.82999999996,"$ 5.609,05","$ 28.045,23","$ 560.904,55","$ 0,00","$ 0,00"]
[13339,"TRABAJO EN ALTURAS","M2",92729.44,"$ 0,00","$ 48.182,72","$ 41.536,50","$ 3.010,22","$ 0,00"]
[14446,"TRAGALUCES O LUCERNA. CONCRETO 28 MPA CEFE COMETAS","UN",1060569.6200000001,"$ 843.453,49","$ 86.510,75","$ 130.605,38","$ 0,00","$ 0,00"]
[14996,"TRAGANTE CUPULA  C- 3\" aluminio.","UN",11455.73,"$ 834,62","$ 309,35","$ 10.311,76","$ 0,00","$ 0,00"]
[414,"TRAGANTE+ CUPULA C-4\"x2\"","UN",11661.97,"$ 834,62","$ 515,59","$ 10.311,76","$ 0,00","$ 0,00"]
[522,"TRAGANTES 4\"","UN",9890.4,"$ 540,00","$ 0,00","$ 9.350,40","$ 0,00","$ 0,00"]
[416,"TRAGANTES CUPULA C-6\"x4\" ALUMINIO","UN",28178.06,"$ 898,82","$ 0,00","$ 27.279,24","$ 0,00","$ 0,00"]
[12244,"Trámite ante Codensa susti trafo 75 KVA Olaya Herr","UN",0,"$ 0,00","$ 0,00","$ 0,00","$ 0,00","$ 0,00"]
[16057,"trampa de arena para pista de salto","ML",255612.26,"$ 144.621,31","$ 4.949,90","$ 67.338,30","$ 38.702,74","$ 0,00"]
[11659,"Trampa de grasas en mamposteria h=0.6 **","UN",913939.94,"$ 623.218,24","$ 9.967,16","$ 195.987,74","$ 84.766,80","$ 0,00"]
[10598,"Trampa de grasas en mamposteria h=1.0 **","UN",1245719.3,"$ 745.849,57","$ 16.377,18","$ 361.998,27","$ 121.494,28","$ 0,00"]
[18367,"Trampa de ø8\"xø5\"- fibra de vidrioRefoPlasSUM+INST","UN",138627.95000000001,"$ 717,02","$ 66.209,09","$ 71.701,84","$ 0,00","$ 0,00"]
[17562,"Trampa ø10\"xø6\" -  50 PSI fibra vidrio Piscina","UN",154764.98000000001,"$ 869,25","$ 66.970,27","$ 86.925,46","$ 0,00","$ 0,00"]
[17767,"Transceptor Inalámbrico de 915 MHZ (SUMI INST)","UN",59672.36,"$ 0,00","$ 2.350,21","$ 57.322,15","$ 0,00","$ 0,00"]
[16311,"Transferencia Automat (1000A)Contact-Contr+Barraje","UN",547165.99,"$ 0,00","$ 26.055,52","$ 521.110,47","$ 0,00","$ 0,00"]
[18952,"TRANSFERENCIA AUTOMATICA 1500A 208/120V CEFE COMETAS","UN",22673036.050000001,"$ 22.125.549,38","$ 26.076,50","$ 521.410,16","$ 0,00","$ 0,00"]
[11871,"Transferencia automática 3x1000A","UN",786455.46,"$ 142.587,00","$ 30.660,40","$ 613.208,06","$ 0,00","$ 0,00"]
[11872,"Transferencia automática 3x100A diseño Fontanar","UN",770824.75,"$ 142.587,00","$ 29.916,08","$ 598.321,67","$ 0,00","$ 0,00"]
[17474,"TRANSFERENCIA GEN. MOTORIZADA+ BREAKERS DE 3X1400","UN",1221258.6200000001,"$ 1.075.347,69","$ 6.948,14","$ 138.962,79","$ 0,00","$ 0,00"]
[17494,"TRANSFERENCIA PARA SISTEMA DE RED CONTRA INCENDIO","UN",527103.24,"$ 5.211,10","$ 781,67","$ 521.110,47","$ 0,00","$ 0,00"]
[19365,"Transfor SecoClase H,GrConexDyn5 de 630 KVA Cu-Cu","??",54233900.109999999,"$ 53.316.007,93","$ 322.699,15","$ 595.193,03","$ 0,00","$ 0,00"]
[18819,"Transfor tiposecoClase H,GrConexDyn5 de 630 KVA,","UN",10529618.949999999,"$ 0,00","$ 60.670,41","$ 10.283.120,66","$ 185.827,88","$ 0,00"]
[18361,"Transformador  luz mini  150 W SUM+INST","UN",76003.95,"$ 717,02","$ 3.585,09","$ 71.701,84","$ 0,00","$ 0,00"]
[15739,"transformador . tipo seco de 225  kva V. 11.4 kv","UN",1508445.32,"$ 602.457,00","$ 310.795,29","$ 595.193,03","$ 0,00","$ 0,00"]
[11833,"Transformador 15 KVA para poste 11400/480/277V Fon","UN",931300.76,"$ 0,00","$ 286.947,66","$ 644.353,10","$ 0,00","$ 0,00"]
[880,"TRANSFORMADOR 150KWA","UN",13836296.130000001,"$ 12.779.056,00","$ 292.944,77","$ 764.295,36","$ 0,00","$ 0,00"]
[881,"TRANSFORMADOR 225KWA","UN",1057240.1299999999,"$ 0,00","$ 292.944,77","$ 764.295,36","$ 0,00","$ 0,00"]
[703,"TRANSFORMADOR 50KWA","UN",1057240.1299999999,"$ 0,00","$ 292.944,77","$ 764.295,36","$ 0,00","$ 0,00"]
[17769,"Transformador 9VAC-40VA 120VAC (SUMI INST)","UN",23507.29,"$ 0,00","$ 925,84","$ 22.581,45","$ 0,00","$ 0,00"]
[11832,"Transformador baja-baja 30 KVA  480/208/120 V Font","UN",17823328.489999998,"$ 17.230.304,00","$ 270.839,26","$ 322.185,23","$ 0,00","$ 0,00"]
[17532,"Transformador para luz piscina - 300W 120V/12V","UN",458013.98,"$ 366.742,25","$ 4.346,27","$ 86.925,46","$ 0,00","$ 0,00"]
[15226,"TRANSFORMADOR Seco 45 KVA  + Poste 1050 Kg","UN",11729779.16,"$ 9.934.335,69","$ 673.724,09","$ 1.086.239,64","$ 24.142,09","$ 11.337,65"]
[16230,"TRANSFORMADOR Seco 75 KVA  + Poste 1050 Kg","UN",20870693.16,"$ 19.075.249,69","$ 673.724,09","$ 1.086.239,64","$ 24.142,09","$ 11.337,65"]
[12954,"Transformador tipo seco clase H 120 KVA 440/208 V","UN",20876143.23,"$ 20.192.319,16","$ 262.399,86","$ 238.077,21","$ 183.347,00","$ 0,00"]
[18600,"TRANSFORMADOR TIPO SECO CLASE H 30 KVA CEFE COMETA","UN",9531699,"$ 8.623.193,24","$ 310.915,17","$ 597.590,59","$ 0,00","$ 0,00"]
[10506,"TRANSFORMADOR TIPO SECO CLASE H 500KVA CEFE COMETA","UN",54426640.590000004,"$ 53.310.082,33","$ 518.967,67","$ 597.590,59","$ 0,00","$ 0,00"]
[18173,"TRANSFORMADOR TIPO SECO CLASE H 630KVA CEFE COMETA","UN",54218588.090000004,"$ 53.310.082,33","$ 310.915,17","$ 597.590,59","$ 0,00","$ 0,00"]
[15337,"TRANSFORMADOR TIPOSECO112.5KVA(11400-208/120v)Dy5","UN",15717846.16,"$ 14.163.218,00","$ 226.726,20","$ 1.327.901,96","$ 0,00","$ 0,00"]
[17481,"TRANSFORMADOR TRIFASICO  DE 150 kVA TIPO SECO","UN",354355.12,"$ 3.474,07","$ 3.474,07","$ 347.406,98","$ 0,00","$ 0,00"]
[17468,"TRANSFORMADOR TRIFASICO  DE 500 kVA TIPO SECO","UN",531532.67000000004,"$ 5.211,10","$ 5.211,10","$ 521.110,47","$ 0,00","$ 0,00"]
[17926,"Transformador Trifasico seco75KVA 440-208/120vDyn5","UN",350881.05,"$ 0,00","$ 3.474,07","$ 347.406,98","$ 0,00","$ 0,00"]
[17172,"Transformador trifasico tipo seco 20 KVA 440/208/1","UN",5691122.1600000001,"$ 3.895.678,69","$ 673.724,09","$ 1.086.239,64","$ 24.142,09","$ 11.337,65"]
[17924,"Transformador trifasico tipo seco 500KVA 11.4KV 44","UN",350881.05,"$ 0,00","$ 3.474,07","$ 347.406,98","$ 0,00","$ 0,00"]
[17997,"Transformador45 KVA-11.4/208/120V-Dy5","UN",6592710.7699999996,"$ 6.038.657,00","$ 111.306,35","$ 347.406,98","$ 95.340,44","$ 0,00"]
[19027,"Transformador45KVA-11.4/208/120V-Dy5 Ocas-Sumerg","UN",554053.77,"$ 0,00","$ 111.306,35","$ 347.406,98","$ 95.340,44","$ 0,00"]
[16708,"TransformadorSecClasH15KVA-11.4-208-120V+3DPS+Rued","UN",673987.64,"$ 5.229,20","$ 60.796,22","$ 607.962,22","$ 0,00","$ 0,00"]
[16707,"TransformadorSecClasH75KVA-11.4-208-120V+3DPS+Rued","UN",675294.95,"$ 6.536,51","$ 60.796,22","$ 607.962,22","$ 0,00","$ 0,00"]
[16571,"Transición tuberia planar  12x6\"\" (Sumin + Instal)","UN",119078.02,"$ 109.989,00","$ 432,81","$ 8.656,21","$ 0,00","$ 0,00"]
[10482,"TRANSMISOR DE PRESIÓN DIFERENCIAL DE AIRE DE DUCTO    -Cefe Cometas (Sum+Inst)    ","UN",957617.03,"$ 798.621,39","$ 16.215,93","$ 119.038,61","$ 23.741,10","$ 0,00"]
[19150,"TRANSMISOR DE PRESIÓN DIFERENCIAL DE AIRE DE DUCTO - CEFE COMETAS","UN",871924.73,"$ 755.873,55","$ 5.218,58","$ 87.091,51","$ 23.741,10","$ 0,00"]
[14724,"TRAPECIO TUBO DE 3/4\"   (SUM + INST)","UN",102991.7,"$ 97.137,71","$ 1.543,00","$ 1.229,09","$ 3.081,90","$ 0,00"]
[14881,"TRAPECIO TUBO DE 3/4\"(DESM+SUM+INST)","UN",108909.57,"$ 97.137,71","$ 3.572,72","$ 3.182,10","$ 5.017,04","$ 0,00"]
[11662,"Trasiego de Acero (MdeO + Minicargador) **","KG",374.86,"$ 0,00","$ 320,66","$ 54,20","$ 0,00","$ 0,00"]
[14383,"Trasiego interno con Equipo(Minicargador) **","DD",179477.88,"$ 0,00","$ 129.266,23","$ 50.211,65","$ 0,00","$ 0,00"]
[10210,"Trasiego m3 (2 Ayudantes) **  < 50.00 Ml","M3",12521.53,"$ 0,00","$ 596,26","$ 11.925,27","$ 0,00","$ 0,00"]
[13453,"Trasiego m3 (2 Ayudantes)=> a 100 mts.","M3",19488.39,"$ 0,00","$ 2.541,96","$ 16.946,43","$ 0,00","$ 0,00"]
[13452,"Trasiego m3 (2 Ayudantes)=> a 50 mts.","M3",15879.43,"$ 0,00","$ 2.071,23","$ 13.808,20","$ 0,00","$ 0,00"]
[13194,"Trasiego m3 (4 Ayudantes) **","M3",12521.53,"$ 0,00","$ 596,26","$ 11.925,27","$ 0,00","$ 0,00"]
[13846,"TRASLADO CAJILLA MEDIDOR DE AGUA POTABLE","UN",18503.330000000002,"$ 0,00","$ 1.682,12","$ 16.821,21","$ 0,00","$ 0,00"]
[14012,"Traslado con equipo y bloqueo arboles de 5 m a 10m","UN",3101805.13,"$ 177.632,68","$ 2.056.168,94","$ 354.483,53","$ 513.519,99","$ 0,00"]
[12163,"Traslado de arbol pequeño**","UN",642014.93000000005,"$ 95.513,60","$ 23.536,71","$ 470.734,20","$ 52.230,42","$ 0,00"]
[13079,"Traslado de Caja Medidor de Gas (0.30x0.40m)**","UN",546524.04,"$ 64.264,22","$ 43.841,80","$ 438.418,01","$ 0,00","$ 0,00"]
[16226,"Traslado de Luminaria Fluorescente Existente","UN",15340.47,"$ 0,00","$ 2.312,71","$ 13.027,76","$ 0,00","$ 0,00"]
[12161,"Traslado de Medidor agua 1/2 \"**","UN",98890.66,"$ 18.647,62","$ 2.337,18","$ 77.905,86","$ 0,00","$ 0,00"]
[18386,"Trasp y Bloqueo Arboles 5 m a 10m**fuera de proyec","UN",2463660.83,"$ 213.159,21","$ 746.113,81","$ 756.733,09","$ 747.654,72","$ 0,00"]
[11543,"Trasplante y bloqueo de arboles de 10 m a 15m**","UN",2463660.83,"$ 213.159,21","$ 746.113,81","$ 756.733,09","$ 747.654,72","$ 0,00"]
[11308,"Trasplante y bloqueo de arboles de 3 m a 5 m**","UN",1299133.83,"$ 142.106,14","$ 451.151,67","$ 363.529,36","$ 342.346,66","$ 0,00"]
[10534,"Trasplante y bloqueo de arboles de 5 m a 10m**","UN",1582113.88,"$ 177.632,68","$ 536.477,69","$ 354.483,53","$ 513.519,99","$ 0,00"]
[10667,"Tratamiento con sal de roca **","M2",1080.69,"$ 484,37","$ 16,40","$ 579,93","$ 0,00","$ 0,00"]
[11432,"Tratamiento junta dilat.con neopreno+Silice**","ML",6258.89,"$ 0,00","$ 943,98","$ 5.314,91","$ 0,00","$ 0,00"]
[10666,"Tratamiento manual con lech  cal+agua proporc 1:10","M2",6441.2,"$ 957,76","$ 238,51","$ 4.770,11","$ 474,82","$ 0,00"]
[13265,"Tratamiento radicula urapan (cor, sicatz, excv, mu","UN",931236.88,"$ 681.507,76","$ 11.795,51","$ 222.203,59","$ 15.730,04","$ 0,00"]
[17428,"Tratamiento Radicular (CDRC)","UN",150540.93,"$ 36.579,11","$ 4.247,46","$ 42.474,55","$ 67.239,81","$ 0,00"]
[10721,"Tratamiento radicular (muro alrededor de arbol)**","ML",932054.16,"$ 677.434,37","$ 11.795,51","$ 222.203,59","$ 20.620,71","$ 0,00"]
[13271,"TRATAMIENTO RADICULAR URAPAN","UN",1485470.51,"$ 646.193,14","$ 0,00","$ 726.117,33","$ 113.160,06","$ 0,00"]
[12952,"Tratamiento radicular(muro Concr.h=1.40m,e=0.20m).","ML",290191.45,"$ 138.858,39","$ 14.092,72","$ 124.101,54","$ 13.138,79","$ 0,00"]
[12513,"TRATAMIENTO SECTOR ARENA (PISTA L. EST. ATL. UDS**","UN",255046,"$ 0,00","$ 196.606,00","$ 58.440,00","$ 0,00","$ 0,00"]
[11209,"Tratamiento superficial con pulidora","M2",12339.94,"$ 0,00","$ 1.019,18","$ 8.504,31","$ 0,00","$ 2.816,45"]
[13673,"Tratamiento superficial simple  e=1\"**      asfalt","M2",18131.919999999998,"$ 12.298,60","$ 1.351,51","$ 3.437,20","$ 1.044,61","$ 0,00"]
[15131,"Tratamiento superficial simple  e=1/2\"**    asfalt","M2",11839.05,"$ 6.528,04","$ 1.351,51","$ 3.437,20","$ 522,30","$ 0,00"]
[15611,"TRATAMIENTOS INTEGRALES ver descripcion tec,","UN",224950,"$ 224.950,00","$ 0,00","$ 0,00","$ 0,00","$ 0,00"]
[15612,"TRATAMIENTOS INTEGRALES ver descripcion tec.","UN",387138,"$ 387.138,00","$ 0,00","$ 0,00","$ 0,00","$ 0,00"]
[15613,"TRATAMIENTOS INTEGRALES ver descripcion tecnica","UN",552588,"$ 552.588,00","$ 0,00","$ 0,00","$ 0,00","$ 0,00"]
[15614,"TRATAMIENTOS INTEGRALES ver descripcion tecnica","UN",0,"$ 0,00","$ 0,00","$ 0,00","$ 0,00","$ 0,00"]
[15615,"TRATAMIENTOS INTEGRALES ver descripcion tecnica","UN",0,"$ 0,00","$ 0,00","$ 0,00","$ 0,00","$ 0,00"]
[14861,"TRAVESA DE 2,50 MTS GALV 2\" CAL 105(DESM+SUM+INST)","UN",306609.48,"$ 233.098,76","$ 24.065,82","$ 33.677,06","$ 15.767,84","$ 0,00"]
[14860,"TRAVESAÑO 2,00 ML GALV 2\" CAL 105(DESM+SUM+INST)","UN",251436.38,"$ 182.264,77","$ 22.520,84","$ 32.316,37","$ 14.334,40","$ 0,00"]
[14700,"TRAVESAÑO DE 2,00 MTS GALV 2\" CAL 105 (SUM + INST)","UN",227635.8,"$ 182.183,28","$ 14.740,68","$ 22.111,20","$ 8.600,64","$ 0,00"]
[14701,"TRAVESAÑO DE 2,50 MTS GALV 2\" CAL 105 (SUM + INST)","UN",282381.77,"$ 233.017,27","$ 15.250,94","$ 25.512,92","$ 8.600,64","$ 0,00"]
[18797,"TRES TERMINALES EXTERIOR 15KV No. 4/0","UN",149773.23000000001,"$ 0,00","$ 10.125,18","$ 135.002,35","$ 4.645,70","$ 0,00"]
[18803,"TRES TERMINALES PREF INTERIOR 15KV No. 4/0","UN",149773.23000000001,"$ 0,00","$ 10.125,18","$ 135.002,35","$ 4.645,70","$ 0,00"]
[20632,"TRINCHO PARA ESTABILIZACION ","ML",102146.49,"$ 81.978,85","$ 6.311,78","$ 9.125,51","$ 4.730,35","$ 0,00"]
[12265,"Troquel metálico triple para canaleta (sum + inst)","ML",36314.43,"$ 27.195,00","$ 434,26","$ 8.685,17","$ 0,00","$ 0,00"]
[9000,"TROQUEL SALIDA MONOFASICA VOZ DATOS Fontanar **","UN",0,"$ 0,00","$ 0,00","$ 0,00","$ 0,00","$ 0,00"]
[11950,"TROQUEL SALIDA MONOFASICA VOZ DATOS Fontanar **","UN",0,"$ 0,00","$ 0,00","$ 0,00","$ 0,00","$ 0,00"]
[12349,"Trozado, cargue y retiro de árbol **","UN",309166.92,"$ 0,00","$ 5.564,95","$ 111.299,06","$ 192.302,91","$ 0,00"]
[10595,"Trozado, cargue y retiro de árboles y material de deslizamiento - Pico del Aguila","UN",254549.48,"$ 0,00","$ 20.444,42","$ 134.392,44","$ 99.712,62","$ 0,00"]
[12184,"Tube-Nova d=355mm Exca y relleno recebo *(NoUsar)","ML",253039.31,"$ 210.317,87","$ 4.500,82","$ 34.184,62","$ 4.035,99","$ 0,00"]
[16297,"TUBERIA  AGUA NTC-5890- Ø3\" GALVANIZADA","ML",27267.05,"$ 0,00","$ 1.298,43","$ 25.968,62","$ 0,00","$ 0,00"]
[16295,"TUBERIA  AGUA NTC-5890- Ø4\" GALVANIZADA","ML",36356.07,"$ 0,00","$ 1.731,24","$ 34.624,83","$ 0,00","$ 0,00"]
[11923,"Tuberia  d=8\" 200MM NOVAFORT (SIN EXCAVAC)**","ML",68593.59,"$ 56.832,40","$ 560,06","$ 11.201,13","$ 0,00","$ 0,00"]
[17303,"TUBERÍA  GALVANIZADA  GAS SCH-40- Ø1 1/2\" CEFE COMETAS (Suministro e instalación)","ML",41801.68,"$ 19.988,03","$ 1.038,75","$ 20.774,90","$ 0,00","$ 0,00"]
[16180,"Tubería  polipropileno 3/4\"FusiónAC(Sum+Inst)PN-16","ML",13775.83,"$ 8.322,42","$ 259,69","$ 5.193,72","$ 0,00","$ 0,00"]
[16185,"Tubería  polipropileno1/2\"Fusión AC(Sum+Inst)PN-20","ML",17481.84,"$ 12.028,43","$ 259,69","$ 5.193,72","$ 0,00","$ 0,00"]
[16190,"Tubería  polipropileno2\"Fusión AC(Sum+Inst)PN-20","ML",52442.32,"$ 30.600,00","$ 1.038,75","$ 20.774,90","$ 28,67","$ 0,00"]
[17858,"TUBERÍA A. INOX C/C SCH 40 T-304 1 1/2\"","ML",21659.62,"$ 875,38","$ 407,53","$ 20.376,71","$ 0,00","$ 0,00"]
[17089,"TUBERÍA A. INOX C/C SCH 40 T-304 2\"","ML",104133.14,"$ 76.409,04","$ 543,61","$ 27.180,49","$ 0,00","$ 0,00"]
[17863,"TUBERÍA A. INOX C/C SCH 40 T-304 3\"","ML",200038.73,"$ 158.452,59","$ 815,41","$ 40.770,73","$ 0,00","$ 0,00"]
[17098,"TUBERÍA A. INOX C/C SCH 40 T-304 4\"","ML",287149.71000000002,"$ 231.242,39","$ 1.096,22","$ 54.811,10","$ 0,00","$ 0,00"]
[16256,"TUBERIA ACERO  CARBON C/C- SCH-40 Ø1\"","ML",0,"$ 0,00","$ 0,00","$ 0,00","$ 0,00","$ 0,00"]
[14784,"TUBERIA ACERO AL CARBON C/C SCH 2 1/2\"(Sum+ins)","ML",16169.69,"$ 0,00","$ 769,99","$ 15.399,70","$ 0,00","$ 0,00"]
[15585,"TUBERIA ACERO AL CARBON C/C SCH 2\"(Sum+ins)","ML",65822.100000000006,"$ 49.652,41","$ 769,99","$ 15.399,70","$ 0,00","$ 0,00"]
[14804,"TUBERIA ACERO AL CARBON C/C SCH 3\"(Sum+ins)","ML",16747.78,"$ 0,00","$ 797,51","$ 15.950,27","$ 0,00","$ 0,00"]
[16319,"TUBERIA ACERO AL CARBON C/C SCH 40 1 ¼\"(sum+inst)","ML",28716.62,"$ 15.992,00","$ 605,93","$ 12.118,69","$ 0,00","$ 0,00"]
[16321,"TUBERIA ACERO AL CARBON C/C SCH 40 1 ½\"(sum+ins","ML",32450.13,"$ 19.725,51","$ 605,93","$ 12.118,69","$ 0,00","$ 0,00"]
[16316,"TUBERIA ACERO AL CARBON C/C SCH 40 1\"(sum+inst)","ML",21229.52,"$ 12.140,50","$ 432,81","$ 8.656,21","$ 0,00","$ 0,00"]
[16325,"TUBERIA ACERO AL CARBON C/C SCH 40 2 ½\"(sum+inst","ML",61556.160000000003,"$ 39.742,51","$ 1.038,75","$ 20.774,90","$ 0,00","$ 0,00"]
[16323,"TUBERIA ACERO AL CARBON C/C SCH 40 2\"(sum+inst)","ML",40520.43,"$ 25.978,00","$ 692,50","$ 13.849,93","$ 0,00","$ 0,00"]
[16338,"TUBERIA ACERO AL CARBON C/C SCH 40 3\"(sum+inst)","ML",78392.55,"$ 51.125,50","$ 1.298,43","$ 25.968,62","$ 0,00","$ 0,00"]
[16328,"TUBERIA ACERO AL CARBON C/C SCH 40 4\"(sum+inst)","ML",109296.98,"$ 72.952,50","$ 1.730,69","$ 34.613,79","$ 0,00","$ 0,00"]
[16329,"TUBERIA ACERO AL CARBON C/C SCH 40 6\" + abrazadera (sum+inst)","ML",113410.22,"$ 85.889,10","$ 1.315,10","$ 26.206,03","$ 0,00","$ 0,00"]
[17195,"TUBERIA ACERO AL CARBON C/C SCH 40 8\"(sum+inst)","ML",103046.24,"$ 2.338,89","$ 1.974,65","$ 98.732,70","$ 0,00","$ 0,00"]
[18639,"TUBERIA ACERO AL CARBON C/C SCH-40 1 1/2","ML",36911.67,"$ 22.823,07","$ 276,25","$ 13.812,35","$ 0,00","$ 0,00"]
[18018,"TUBERIA ACERO CARBON C/C SCH 10 2\"","ML",25203.47,"$ 216,46","$ 489,94","$ 24.497,07","$ 0,00","$ 0,00"]
[17227,"TUBERIA ACERO CARBON C/C SCH 10 3\"","ML",25203.47,"$ 216,46","$ 489,94","$ 24.497,07","$ 0,00","$ 0,00"]
[17299,"TUBERÍA ACERO GALVANIZADA SCH 40 1\"","ML",26387.32,"$ 12.684,20","$ 268,69","$ 13.434,43","$ 0,00","$ 0,00"]
[17305,"TUBERÍA ACERO GALVANIZADA SCH 40 2\"","ML",50855.74,"$ 23.414,18","$ 538,07","$ 26.903,49","$ 0,00","$ 0,00"]
[17307,"TUBERÍA ACERO GALVANIZADA SCH 40 3\"","ML",150898.85999999999,"$ 109.524,61","$ 811,26","$ 40.562,99","$ 0,00","$ 0,00"]
[17296,"TUBERÍA ACERO GALVANIZADA SCH 40 3/4\"","ML",24836.95,"$ 14.559,61","$ 201,52","$ 10.075,82","$ 0,00","$ 0,00"]
[17301,"TUBERÍA ACERO GALVANIZADA SCH 40 Ø1 1/4\"(Suministro+Instalación)","ML",37243.53,"$ 19.065,50","$ 865,62","$ 17.312,41","$ 0,00","$ 0,00"]
[18628,"TUBERIA ACERO Ranurada SCH 40 4\"","ML",142559.01999999999,"$ 72.194,22","$ 5.212,21","$ 65.152,59","$ 0,00","$ 0,00"]
[10036,"Tuberia C.PVC d=1\" Excav y relleno recebo **","ML",60411.97,"$ 21.591,15","$ 4.428,47","$ 32.018,24","$ 2.374,11","$ 0,00"]
[18962,"TUBERIA C900 4\" RED INCENDIOS SUBTERR CEFE COMETAS","ML",82184.320000000007,"$ 66.359,20","$ 776,42","$ 15.048,71","$ 0,00","$ 0,00"]
[724,"TUBERIA COBRE ½\"","ML",12133.88,"$ 5.121,08","$ 0,00","$ 7.012,80","$ 0,00","$ 0,00"]
[725,"TUBERIA COBRE 3/4\"","UN",12133.88,"$ 5.121,08","$ 0,00","$ 7.012,80","$ 0,00","$ 0,00"]
[13447,"TUBERIA COBRE TIPO L 2 1/2\" **","ML",148961.51,"$ 144.417,00","$ 216,41","$ 4.328,10","$ 0,00","$ 0,00"]
[16921,"TUBERÍA COBRE TIPO M 1 1/2\"","ML",127800.69,"$ 114.894,29","$ 614,59","$ 12.291,81","$ 0,00","$ 0,00"]
[16917,"TUBERÍA COBRE TIPO M 1 1/4\"","ML",101917.62,"$ 89.156,64","$ 607,67","$ 12.153,31","$ 0,00","$ 0,00"]
[17845,"TUBERÍA COBRE TIPO M 1 1/4\"","ML",78638.05,"$ 66.241,67","$ 243,07","$ 12.153,31","$ 0,00","$ 0,00"]
[16915,"TUBERÍA COBRE TIPO M 1\"","ML",84261.08,"$ 67.900,85","$ 779,06","$ 15.581,17","$ 0,00","$ 0,00"]
[17823,"TUBERÍA COBRE TIPO M 2 1/2\"","ML",30714.89,"$ 6.592,64","$ 1.148,68","$ 22.973,57","$ 0,00","$ 0,00"]
[16924,"TUBERÍA COBRE TIPO M 2\"","ML",107794.34,"$ 94.778,87","$ 619,78","$ 12.395,69","$ 0,00","$ 0,00"]
[15670,"Tubería ConcretoReforz.Ø20\"CLASE III-Norma Icontec","ML",199045.82,"$ 26.989,39","$ 5.960,42","$ 56.311,48","$ 109.784,54","$ 0,00"]
[15668,"Tubería ConcretoReforz.Ø24\"CLASE III-Norma Icontec","ML",234250.5,"$ 26.873,87","$ 7.477,86","$ 66.672,95","$ 133.225,82","$ 0,00"]
[13418,"Tubería conduit 1/2\" sobrepuesta (Sum+Inst).","ML",15617.14,"$ 7.266,95","$ 149,68","$ 7.483,79","$ 716,72","$ 0,00"]
[14520,"Tubería conduit PVC  1/2\" (Sum+Inst)GIMN-SUR.","ML",13991.56,"$ 8.031,19","$ 104,22","$ 5.211,10","$ 645,05","$ 0,00"]
[18240,"TUBERIA CONTROL SISTEMA REFRIGERANTE VARIABLE EMT","UN",15570.52,"$ 12.628,24","$ 488,53","$ 1.737,03","$ 716,72","$ 0,00"]
[18247,"TUBERIA CONTROL SISTEMA REFRIGERANTE VARIABLE IMC","UN",22169.68,"$ 19.227,40","$ 488,53","$ 1.737,03","$ 716,72","$ 0,00"]
[11847,"Tubería CPVC  Ø 1- 1/2\"+Accesorios**","ML",9385.0400000000009,"$ 1.041,32","$ 397,32","$ 7.946,40","$ 0,00","$ 0,00"]
[11863,"Tubería CPVC  Ø 1\"+Accesorios**","ML",7262.99,"$ 373,52","$ 328,07","$ 6.561,40","$ 0,00","$ 0,00"]
[12776,"Tubería CPVC  Ø 1/2\"**","ML",15058.21,"$ 9.968,36","$ 242,37","$ 4.847,48","$ 0,00","$ 0,00"]
[11864,"Tubería CPVC  Ø 2\"+Accesorios**","ML",149245.97,"$ 139.448,01","$ 466,57","$ 9.331,39","$ 0,00","$ 0,00"]
[16779,"TUBERÍA CPVC IPS RISE 2 1/2\"","ML",107571.6,"$ 97.573,68","$ 476,09","$ 9.521,83","$ 0,00","$ 0,00"]
[16485,"Tuberia CPVC Ø 1 \"(RDE-11) Suministro+Instalaci","ML",7256.74,"$ 2.166,89","$ 242,37","$ 4.847,48","$ 0,00","$ 0,00"]
[16483,"Tuberia CPVC Ø 1 1/2\"(RDE-11) Suministro+Instalaci","ML",22399.71,"$ 16.946,30","$ 259,69","$ 5.193,72","$ 0,00","$ 0,00"]
[16484,"Tuberia CPVC Ø 1 1/4\"(RDE-11) Suministro+Instalaci","ML",7705.54,"$ 2.615,69","$ 242,37","$ 4.847,48","$ 0,00","$ 0,00"]
[16488,"Tuberia CPVC Ø 1/2 \"(RDE-11) Suministro+Instalaci","ML",15383.28,"$ 10.293,43","$ 242,37","$ 4.847,48","$ 0,00","$ 0,00"]
[16486,"Tuberia CPVC Ø 3/4 \"(RDE-11) Suministro+Instalaci","ML",5846.95,"$ 757,10","$ 242,37","$ 4.847,48","$ 0,00","$ 0,00"]
[11861,"Tubería CPVC Ø 3/4\"+Accesorios**","ML",7380.96,"$ 1.563,99","$ 277,00","$ 5.539,97","$ 0,00","$ 0,00"]
[16474,"Tuberia CPVC Ø2 \"(RDE-11) Suministro+Instalación","ML",135161.04999999999,"$ 131.525,45","$ 173,12","$ 3.462,48","$ 0,00","$ 0,00"]
[16473,"Tuberia CPVC Ø2 1/2\"(RDE-11) Suministro+Instalació","ML",6091.16,"$ 2.455,56","$ 173,12","$ 3.462,48","$ 0,00","$ 0,00"]
[11684,"Tuberia d=10\" 250 MM NOVAFORT  Excav+Relleno","ML",169626.47,"$ 90.088,89","$ 5.479,56","$ 34.054,27","$ 40.003,76","$ 0,00"]
[17641,"TUBERÍA DE ACERO PARA ALIMENTACIÓN +INCLUYE ACCESO","ML",52710.33,"$ 521,11","$ 78,17","$ 52.111,05","$ 0,00","$ 0,00"]
[18301,"TUBERÍA DE COBRE TIPO K DE 1 3/8\", INCLUYE AISLAMI","ML",62992.480000000003,"$ 7.663,35","$ 4.246,78","$ 49.935,60","$ 1.146,75","$ 0,00"]
[18302,"TUBERÍA DE COBRE TIPO K DE 1 5/8\", INCLUYE AISLAMI","ML",63472.480000000003,"$ 8.143,35","$ 4.246,78","$ 49.935,60","$ 1.146,75","$ 0,00"]
[18061,"TUBERÍA DE COBRE TIPO L DE 1 1/8\", INCLUYE AISLAMI","ML",30307.52,"$ 4.939,75","$ 2.820,05","$ 21.400,97","$ 1.146,75","$ 0,00"]
[18058,"TUBERÍA DE COBRE TIPO L DE 1/2\", INCLUYE AISLAMIEN","ML",40541.14,"$ 22.201,37","$ 2.499,03","$ 14.980,68","$ 860,06","$ 0,00"]
[18016,"TUBERÍA DE COBRE TIPO L DE 1/4\", INCLUYE AISLAMIEN","ML",35618.550000000003,"$ 18.027,81","$ 2.463,37","$ 14.267,31","$ 860,06","$ 0,00"]
[18281,"TUBERÍA DE COBRE TIPO L DE 3/4\", INCLUYE AISLAMIEN","ML",52540.18,"$ 27.315,75","$ 2.820,05","$ 21.400,97","$ 1.003,41","$ 0,00"]
[18057,"TUBERÍA DE COBRE TIPO L DE 3/8\", INCLUYE AISLAMIEN","ML",36701.279999999999,"$ 18.361,51","$ 2.499,03","$ 14.980,68","$ 860,06","$ 0,00"]
[18059,"TUBERÍA DE COBRE TIPO L DE 5/8\", INCLUYE AISLAMIEN","ML",47161.78,"$ 27.074,26","$ 2.582,26","$ 16.645,20","$ 860,06","$ 0,00"]
[18060,"TUBERÍA DE COBRE TIPO L DE 7/8\", INCLUYE AISLAMIEN","ML",57558.09,"$ 32.190,32","$ 2.820,05","$ 21.400,97","$ 1.146,75","$ 0,00"]
[14511,"TUBERIA DE COBRE(1/2\")TIPO\"L\"(GIMAS DEL SUR)","ML",18608.73,"$ 3.733,92","$ 692,50","$ 13.849,93","$ 332,38","$ 0,00"]
[799,"Tubería de Concreto (D=25cm) Sin refuerzo + Anillo","ML",17878.23,"$ 306,58","$ 0,00","$ 17.571,65","$ 0,00","$ 0,00"]
[10665,"Tubería de Concreto 12\"  **","ML",39217.160000000003,"$ 296,07","$ 0,00","$ 38.921,09","$ 0,00","$ 0,00"]
[11343,"TUBERIA DE CONCRETO 40\"(1M)**","ML",70006.95,"$ 31.157,89","$ 761,75","$ 38.087,31","$ 0,00","$ 0,00"]
[900,"TUBERIA DE CONCRETO 6\"","ML",11567.66,"$ 227,77","$ 222,35","$ 11.117,54","$ 0,00","$ 0,00"]
[901,"TUBERIA DE CONCRETO 8\"","ML",22868.77,"$ 204,65","$ 444,39","$ 22.219,72","$ 0,00","$ 0,00"]
[10777,"TUBERIA DE concreto 8\"   **","ML",29644.77,"$ 11.610,32","$ 922,72","$ 17.111,72","$ 0,00","$ 0,00"]
[11366,"TUBERIA DE CONCRETO SIMPLE 12\"**","ML",33849.21,"$ 14.777,85","$ 373,95","$ 18.697,41","$ 0,00","$ 0,00"]
[11367,"TUBERIA DE CONCRETO SIMPLE 16\"**","ML",37734.11,"$ 14.777,85","$ 450,12","$ 22.506,14","$ 0,00","$ 0,00"]
[10875,"Tuberia de confinamiento Skatepark***","ML",194796.25,"$ 177.087,50","$ 0,00","$ 0,00","$ 0,00","$ 17.708,75"]
[837,"TUBERIA DE GRES 10\"","ML",9255.8700000000008,"$ 296,07","$ 175,68","$ 8.784,12","$ 0,00","$ 0,00"]
[63,"TUBERIA DE GRES 10\" BASE Concr","ML",37191.040000000001,"$ 21.734,81","$ 274,02","$ 13.700,77","$ 1.481,44","$ 0,00"]
[60,"TUBERIA DE GRES 4\"","ML",7870.13,"$ 113,88","$ 152,08","$ 7.604,17","$ 0,00","$ 0,00"]
[834,"TUBERIA DE GRES 4\" BASE Concr.","ML",26428.48,"$ 13.684,88","$ 231,49","$ 11.574,34","$ 937,77","$ 0,00"]
[61,"TUBERIA DE GRES 6\"","ML",11567.66,"$ 227,77","$ 222,35","$ 11.117,54","$ 0,00","$ 0,00"]
[835,"TUBERIA DE GRES 6\" BASE Concr.","ML",36094.81,"$ 20.807,58","$ 271,87","$ 13.593,26","$ 1.422,09","$ 0,00"]
[62,"TUBERIA DE GRES 8\"","ML",22868.77,"$ 204,65","$ 444,39","$ 22.219,72","$ 0,00","$ 0,00"]
[836,"TUBERIA DE GRES 8\" BASE Concr.","ML",34181.93,"$ 17.178,70","$ 0,00","$ 15.830,42","$ 1.172,81","$ 0,00"]
[11211,"tuberia dreanje 100 mm **","ML",36341.42,"$ 20.361,88","$ 313,44","$ 15.072,57","$ 593,53","$ 0,00"]
[12478,"Tuberia drenaje 4\" d=100mm Exca+ relleno Tierr+Geot.","ML",66803.679999999993,"$ 45.485,07","$ 4.842,38","$ 12.915,06","$ 3.561,17","$ 0,00"]
[10355,"Tuberia drenaje d=100mm exca y relleno recebo  **","ML",53605.58,"$ 30.524,25","$ 2.034,81","$ 21.046,52","$ 0,00","$ 0,00"]
[15196,"Tuberia drenaje d=12\" Exca+ relleno Tierr+Geot.","ML",46634.49,"$ 25.315,88","$ 4.842,38","$ 12.915,06","$ 3.561,17","$ 0,00"]
[10764,"Tuberia drenaje d=160mm exca y relleno recebo  **","ML",101231.5,"$ 69.568,62","$ 2.239,19","$ 27.049,58","$ 2.374,11","$ 0,00"]
[12477,"Tuberia drenaje d=160mm Exca+ relleno Tierr+Geot.","ML",101520.06,"$ 80.219,62","$ 4.841,52","$ 12.897,75","$ 3.561,17","$ 0,00"]
[10765,"Tuberia drenaje d=200mm exca y relleno recebo  **","ML",102580.53,"$ 73.501,21","$ 2.070,49","$ 24.634,71","$ 2.374,11","$ 0,00"]
[12476,"Tuberia drenaje d=200mm Exca+ relleno Tierr+Geot.","ML",103398.58,"$ 83.194,31","$ 4.845,85","$ 12.984,31","$ 2.374,11","$ 0,00"]
[64,"TUBERIA DRENAJE GRES 4\"","ML",21385.9,"$ 10.656,32","$ 210,38","$ 10.519,20","$ 0,00","$ 0,00"]
[53,"TUBERIA DRENAJE GRES 6\"","ML",26714.06,"$ 15.984,48","$ 210,38","$ 10.519,20","$ 0,00","$ 0,00"]
[54,"TUBERIA DRENAJE GRES 8\"","ML",29378.14,"$ 18.648,56","$ 210,38","$ 10.519,20","$ 0,00","$ 0,00"]
[10663,"Tuberia drenaje perforada corrugada d=200 mm **","ML",73546.179999999993,"$ 57.320,32","$ 727,88","$ 13.598,69","$ 1.899,29","$ 0,00"]
[65,"TUBERIA DRENAJE PVC 100mm","ML",31017.09,"$ 23.153,76","$ 252,31","$ 7.611,03","$ 0,00","$ 0,00"]
[13628,"Tubería Electrico  PVC-DB Ø 2\" + Accesorios**","ML",18587.04,"$ 10.535,88","$ 234,50","$ 7.816,66","$ 0,00","$ 0,00"]
[17484,"TUBERIA EMT 2 1/2\" (ACCES + FIJACION)","ML",9923,"$ 86,85","$ 434,26","$ 8.685,17","$ 716,72","$ 0,00"]
[13678,"Tubería EMT 3¨  incluye accesorios  (Sum + inst)","ML",87115.11,"$ 76.354,17","$ 512,43","$ 10.248,51","$ 0,00","$ 0,00"]
[13679,"Tuberia EMT d= 2\"(Accesorios)***","ML",39540.800000000003,"$ 28.984,83","$ 307,46","$ 10.248,51","$ 0,00","$ 0,00"]
[11669,"Tuberia EMT d= 2\"(Accesorios+anclajes)***","ML",59606.28,"$ 38.651,22","$ 862,64","$ 16.293,84","$ 3.798,58","$ 0,00"]
[11670,"Tuberia EMT d= 3\"(Accesorios+anclajes)***","ML",90989.119999999995,"$ 77.653,61","$ 585,13","$ 10.743,56","$ 2.006,82","$ 0,00"]
[12138,"Tuberia EMT d= 4\"(Accesorios+anclajes)***","ML",98243.89,"$ 77.653,61","$ 845,27","$ 15.946,43","$ 3.798,58","$ 0,00"]
[13246,"Tuberia EMT d=1 1/2\" + (Accesorios)","ML",42665.96,"$ 32.109,99","$ 307,46","$ 10.248,51","$ 0,00","$ 0,00"]
[14937,"Tuberia EMT d=1 1/2\"(Boquill+union+soporte+perno)*","ML",38850.47,"$ 31.554,92","$ 347,41","$ 6.948,14","$ 0,00","$ 0,00"]
[13778,"Tuberia EMT d=1 1/2\"parcial lamparas 220v","ML",39168.589999999997,"$ 27.694,90","$ 521,11","$ 10.422,21","$ 530,37","$ 0,00"]
[16516,"Tuberia EMT d=1 1/4\"(Accesorios y fijación)","ML",14651.89,"$ 4.131,14","$ 306,43","$ 10.214,32","$ 0,00","$ 0,00"]
[12773,"Tuberia EMT d=1 1/4\"(Accesorios)***","ML",11499.11,"$ 943,14","$ 307,46","$ 10.248,51","$ 0,00","$ 0,00"]
[11666,"Tuberia EMT d=1 1/4\"(Accesorios+anclajes)***","ML",18605.37,"$ 5.949,80","$ 467,43","$ 8.389,56","$ 3.798,58","$ 0,00"]
[16517,"Tuberia EMT d=1\" - Accesorios y fijación","ML",25341.73,"$ 18.228,57","$ 338,72","$ 6.774,44","$ 0,00","$ 0,00"]
[15079,"Tuberia EMT d=1\"(Accesorios) bajante apantallamien","ML",26681.83,"$ 16.363,84","$ 938,00","$ 9.379,99","$ 0,00","$ 0,00"]
[13680,"Tuberia EMT d=1\"(Accesorios)***","ML",26018.81,"$ 15.462,84","$ 307,46","$ 10.248,51","$ 0,00","$ 0,00"]
[11665,"Tuberia EMT d=1\"(Accesorios+anclajes)***","ML",28412.51,"$ 20.401,47","$ 397,46","$ 7.613,58","$ 0,00","$ 0,00"]
[12345,"Tuberia EMT d=1\"***","ML",23484.27,"$ 14.564,55","$ 390,83","$ 7.816,66","$ 712,23","$ 0,00"]
[13624,"Tuberia EMT d=1/2\" (Accesorios+anclajes)***","ML",12982.55,"$ 7.615,12","$ 156,33","$ 5.211,10","$ 0,00","$ 0,00"]
[15202,"Tuberia EMT d=2\"(Boquill+union+soporte+perno)*","ML",28102.22,"$ 19.894,73","$ 390,83","$ 7.816,66","$ 0,00","$ 0,00"]
[13683,"Tuberia EMT d=3/4\"(Accesorios)***","ML",15809.02,"$ 10.441,59","$ 156,33","$ 5.211,10","$ 0,00","$ 0,00"]
[11664,"Tuberia EMT d=3/4\"(Accesorios+anclajes)***","ML",18350.759999999998,"$ 11.055,21","$ 347,41","$ 6.948,14","$ 0,00","$ 0,00"]
[15201,"Tuberia EMT d=3/4\"(Boquill+union+soporte+perno)*","ML",12287.12,"$ 6.815,46","$ 260,56","$ 5.211,10","$ 0,00","$ 0,00"]
[17062,"Tubería EMT de 1 1/2\". Incluye accesorios","ML",38756.92,"$ 28.022,04","$ 312,67","$ 10.422,21","$ 0,00","$ 0,00"]
[13809,"Tuberia EMTd= 2\"(Accesorios+anclajes)TrabGranAltur","ML",75632.679999999993,"$ 38.533,20","$ 7.994,00","$ 21.983,15","$ 7.122,33","$ 0,00"]
[13808,"Tuberia EMTd=1\"(Accesorios+anclajes)Trab.GranAltur","ML",55785.3,"$ 22.913,99","$ 7.782,28","$ 19.865,99","$ 5.223,04","$ 0,00"]
[13814,"Tuberia EMTd=3/4\"(Accesorios+anclajes)Trab.GranAlt","ML",48783.05,"$ 16.236,78","$ 7.327,16","$ 20.470,89","$ 4.748,22","$ 0,00"]
[13622,"Tubería galvanizada  CONDUIT 3/4 ¨Sum + Inst","ML",23734.7,"$ 18.263,04","$ 260,56","$ 5.211,10","$ 0,00","$ 0,00"]
[13617,"Tubería galvanizada CONDUIT  3¨ IMC Sum + Inst ","ML",109478.64,"$ 99.447,27","$ 477,68","$ 9.553,69","$ 0,00","$ 0,00"]
[17294,"TUBERIA GALVANIZADA SCH-40 - Ø1/2\"","ML",13635.58,"$ 6.582,50","$ 335,86","$ 6.717,22","$ 0,00","$ 0,00"]
[16288,"TUBERIA GALVANIZADA SCH-40 - Ø6\"","ML",27267.05,"$ 0,00","$ 1.298,43","$ 25.968,62","$ 0,00","$ 0,00"]
[10967,"Tuberia HG d= 1 1/2\" sin excav y relleno recebo  *","ML",10609.19,"$ 2.247,29","$ 398,19","$ 7.963,71","$ 0,00","$ 0,00"]
[11878,"Tuberia HG d=1\"  **","ML",9052.5499999999993,"$ 1.108,75","$ 378,28","$ 7.565,52","$ 0,00","$ 0,00"]
[14900,"Tuberia HG d=1\" + SOPORTE EN \"U\"+ANDAMIO **","ML",22376.14,"$ 2.112,31","$ 2.951,42","$ 17.312,41","$ 0,00","$ 0,00"]
[10129,"Tuberia HG d=1\" Excav y relleno recebo  **","ML",56543.18,"$ 15.719,97","$ 4.297,72","$ 29.403,16","$ 7.122,33","$ 0,00"]
[11902,"Tuberia HG d=1/2\"  **","ML",10969.4,"$ 2.788,19","$ 378,28","$ 7.565,52","$ 237,41","$ 0,00"]
[10131,"Tuberia HG d=1/2\" Excav y relleno recebo  **","ML",57241.66,"$ 16.701,84","$ 4.284,22","$ 29.133,27","$ 7.122,33","$ 0,00"]
[14901,"Tuberia HG d=1-1/2\" + SOPORTE EN \"U\"+ANDAMIO **","ML",23187.09,"$ 2.923,26","$ 2.951,42","$ 17.312,41","$ 0,00","$ 0,00"]
[11903,"Tuberia HG d=2 1/2\" Sin Excav; Sin relleno","ML",10005.84,"$ 1.280,38","$ 415,50","$ 8.309,96","$ 0,00","$ 0,00"]
[11905,"Tuberia HG d=2\"   **","ML",9583.6200000000008,"$ 1.403,50","$ 389,53","$ 7.790,59","$ 0,00","$ 0,00"]
[14396,"Tuberia HG d=2\" **cerramiento","ML",6837.13,"$ 0,00","$ 302,97","$ 6.059,34","$ 474,82","$ 0,00"]
[14902,"Tuberia HG d=2\" + SOPORTE EN \"U\" +ANDAMIO**","ML",24869.11,"$ 2.777,57","$ 3.047,88","$ 19.043,66","$ 0,00","$ 0,00"]
[10899,"Tuberia HG d=2\" Excav y relleno recebo  **","ML",59758.85,"$ 16.170,92","$ 4.429,37","$ 32.036,23","$ 7.122,33","$ 0,00"]
[10966,"Tuberia HG d=2\" sin excav y relleno recebo  **","ML",20253.330000000002,"$ 2.626,45","$ 839,38","$ 16.787,50","$ 0,00","$ 0,00"]
[14903,"Tuberia HG d=2-1/2\" AGUA+ SOPORTE EN \"U\" +ANDAMIO*","ML",22698.04,"$ 606,50","$ 3.047,88","$ 19.043,66","$ 0,00","$ 0,00"]
[10038,"Tuberia HG d=21/2\" Excav y relleno recebo  **","ML",103474.42,"$ 60.299,29","$ 4.409,71","$ 31.643,09","$ 7.122,33","$ 0,00"]
[10968,"Tuberia HG d=3\"","ML",9532.4599999999991,"$ 988,79","$ 406,84","$ 8.136,83","$ 0,00","$ 0,00"]
[11904,"Tuberia HG d=3\"  **  aireacion cuelloGanzo","ML",47420.09,"$ 35.946,00","$ 320,28","$ 6.405,59","$ 4.748,22","$ 0,00"]
[11906,"Tuberia HG d=3\"  Red contra Incendio **","ML",16565.55,"$ 2.626,45","$ 324,61","$ 6.492,16","$ 7.122,33","$ 0,00"]
[14398,"Tuberia HG d=3\" **cerramiento","ML",6837.13,"$ 0,00","$ 302,97","$ 6.059,34","$ 474,82","$ 0,00"]
[14961,"Tuberia HG d=4\" Agua Potable + Accs.","ML",15370.99,"$ 5.918,41","$ 450,12","$ 9.002,46","$ 0,00","$ 0,00"]
[14964,"Tuberia HG d=6\" Agua Potable + Accs.","ML",16761.21,"$ 186,30","$ 450,12","$ 9.002,46","$ 7.122,33","$ 0,00"]
[16983,"TUBERÍA HIERRO FUNDIDO NH 2 2\"","ML",23168.17,"$ 0,00","$ 454,28","$ 22.713,89","$ 0,00","$ 0,00"]
[16997,"TUBERÍA HIERRO FUNDIDO NH 2 3\"","ML",34663.96,"$ 0,00","$ 679,69","$ 33.984,27","$ 0,00","$ 0,00"]
[17014,"TUBERÍA HIERRO FUNDIDO NH 2 4\"","ML",46195.07,"$ 0,00","$ 905,79","$ 45.289,28","$ 0,00","$ 0,00"]
[1024,"TUBERIA NOVAFORT D=  110MM - sin exc ni relleno","ML",30703.41,"$ 18.916,44","$ 561,28","$ 11.225,69","$ 0,00","$ 0,00"]
[1025,"TUBERIA NOVAFORT D=  160MM","ML",49341.79,"$ 37.770,64","$ 551,01","$ 11.020,14","$ 0,00","$ 0,00"]
[1026,"TUBERIA NOVAFORT D=  200MM","ML",68967.789999999994,"$ 57.206,60","$ 560,06","$ 11.201,13","$ 0,00","$ 0,00"]
[1027,"TUBERIA NOVAFORT D=  250MM","ML",111281.33,"$ 98.395,31","$ 613,62","$ 12.272,40","$ 0,00","$ 0,00"]
[1028,"TUBERIA NOVAFORT D=  315MM","ML",160681.01,"$ 147.956,39","$ 605,93","$ 12.118,69","$ 0,00","$ 0,00"]
[1029,"TUBERIA NOVAFORT D=  400MM","ML",242367.71,"$ 222.704,90","$ 936,32","$ 18.726,49","$ 0,00","$ 0,00"]
[1030,"TUBERIA NOVAFORT D=  450MM","ML",176874.86,"$ 157.212,05","$ 936,32","$ 18.726,49","$ 0,00","$ 0,00"]
[1031,"TUBERIA NOVAFORT D=  500MM","ML",449326.82,"$ 429.664,01","$ 936,32","$ 18.726,49","$ 0,00","$ 0,00"]
[10371,"Tuberia Novafort D=  75 mm **","ML",26252.89,"$ 15.600,57","$ 507,25","$ 10.145,07","$ 0,00","$ 0,00"]
[10767,"TUBERIA NOVAFORT D= 250mm-excav y relle zona dura","ML",180673.23,"$ 131.606,47","$ 2.615,73","$ 34.580,48","$ 11.870,55","$ 0,00"]
[10031,"Tuberia Novafort d=110mm exca y relleno recebo  **","ML",78797.16,"$ 31.985,17","$ 4.132,03","$ 28.055,44","$ 14.624,52","$ 0,00"]
[14481,"Tuberia Novafort d=110mm Inc.Grav(GIMN-SUR)sin exc","ML",50082.9,"$ 30.360,64","$ 909,56","$ 16.842,19","$ 1.970,51","$ 0,00"]
[11043,"Tuberia Novafort d=160mm **","ML",68093.83,"$ 41.167,96","$ 1.397,47","$ 23.154,29","$ 2.374,11","$ 0,00"]
[10030,"Tuberia Novafort d=160mm Exca y relleno recebo **","ML",101965.65,"$ 51.483,31","$ 4.259,72","$ 29.698,81","$ 16.523,81","$ 0,00"]
[10596,"Tuberia Novafort d=200 mm **","ML",93712.6,"$ 60.940,61","$ 1.562,81","$ 26.460,96","$ 4.748,22","$ 0,00"]
[10597,"Tuberia Novafort d=200mm **","ML",93712.6,"$ 60.940,61","$ 1.562,81","$ 26.460,96","$ 4.748,22","$ 0,00"]
[10295,"Tuberia Novafort d=200mm Exca y relleno recebo **","ML",120285.29,"$ 69.653,43","$ 4.334,29","$ 31.578,09","$ 14.719,48","$ 0,00"]
[14490,"TUBERIA NOVAFORT D=200MM+Grav.Sin Excavación","ML",92893.75,"$ 67.093,70","$ 1.187,39","$ 21.763,73","$ 2.848,93","$ 0,00"]
[10358,"Tuberia Novafort d=250mm Exca y relle. zona dura**","ML",169167.05,"$ 111.965,67","$ 4.396,95","$ 32.577,01","$ 20.227,42","$ 0,00"]
[11041,"Tuberia Novafort d=250mm Exca y relle.zona verde**","ML",174891.56,"$ 111.049,89","$ 2.858,82","$ 48.001,05","$ 12.981,79","$ 0,00"]
[11042,"Tuberia Novafort d=250mm**","ML",127341.2,"$ 101.109,95","$ 702,85","$ 23.154,29","$ 2.374,11","$ 0,00"]
[13003,"Tuberia Novafort d=315mm  **","ML",165669.82,"$ 151.570,87","$ 558,33","$ 11.166,51","$ 2.374,11","$ 0,00"]
[10726,"Tuberia Novafort d=315mm Exca y relleno recebo **","ML",235149.47,"$ 165.900,66","$ 4.987,46","$ 41.279,96","$ 22.981,38","$ 0,00"]
[11381,"Tuberia Novafort d=355mm Exca y relleno recebo **","ML",253970.38,"$ 211.248,94","$ 4.500,82","$ 34.184,62","$ 4.035,99","$ 0,00"]
[11143,"Tuberia Novafort d=400mm Exca y relleno recebo **","ML",301013.49,"$ 251.755,01","$ 4.561,22","$ 35.200,82","$ 9.496,44","$ 0,00"]
[11256,"Tuberia Novafort d=450mm Exc+relleno rec **","ML",227880.98,"$ 175.369,56","$ 4.609,01","$ 36.031,87","$ 11.870,55","$ 0,00"]
[11257,"Tuberia Novafort d=500mm Exc+relleno rec **","ML",500523.6,"$ 448.099,70","$ 4.498,41","$ 33.680,83","$ 14.244,66","$ 0,00"]
[14480,"TUBERIA NOVAFORTD=160MM+.Grav(Sin exca)","ML",74708.23,"$ 51.028,26","$ 1.100,22","$ 20.205,64","$ 2.374,11","$ 0,00"]
[14898,"TUBERIA PEAD (110MM)RDE-11+ACCES(unión mec)+Excava","ML",22789.77,"$ 4,68","$ 357,96","$ 5.964,10","$ 16.463,03","$ 0,00"]
[14896,"TUBERIA PEAD (63MM)RDE-11+ACCES(unión mec)+Excavac","ML",20114.54,"$ 4,09","$ 316,62","$ 5.388,68","$ 14.405,15","$ 0,00"]
[14897,"TUBERIA PEAD (90MM)RDE-11+ACCES(unión mec)+Excavac","ML",20114.54,"$ 4,09","$ 316,62","$ 5.388,68","$ 14.405,15","$ 0,00"]
[11933,"TUBERIA perf. PVC 4\" 100mm","ML",39649.71,"$ 21.661,71","$ 23,98","$ 17.964,03","$ 0,00","$ 0,00"]
[9027,"TUBERIA perf. PVC 4\" 100mm geotextil NT Fontanar *","ML",0,"$ 0,00","$ 0,00","$ 0,00","$ 0,00","$ 0,00"]
[16569,"TUBERIA PLANAR CON FILTRO  12”-Pad  Advan Edge","ML",46852.33,"$ 38.023,00","$ 173,12","$ 8.656,21","$ 0,00","$ 0,00"]
[10547,"Tuberia Polietileno agua potable d=8\" **","ML",42045.41,"$ 6.433,83","$ 1.698,03","$ 29.165,33","$ 4.748,22","$ 0,00"]
[10290,"Tuberia Polietileno para gas d=1\" zona verd**","ML",39671.300000000003,"$ 6.433,83","$ 1.698,03","$ 29.165,33","$ 2.374,11","$ 0,00"]
[10613,"Tuberia Polietileno para gas d=3\" sum e instal**","ML",44115.86,"$ 6.826,93","$ 1.707,37","$ 29.352,13","$ 2.374,11","$ 3.855,32"]
[10128,"Tuberia Polietileno para gas d=3/4\" zona verd**","ML",39671.300000000003,"$ 6.433,83","$ 1.698,03","$ 29.165,33","$ 2.374,11","$ 0,00"]
[16382,"Tubería polipropileno 1 1/4\"FusiónAC(Sum+Inst)PN-","ML",34606.78,"$ 29.153,37","$ 259,69","$ 5.193,72","$ 0,00","$ 0,00"]
[16404,"Tubería Polipropileno PN-16 (Ø4”)FUSION- AC","ML",241837.95,"$ 230.931,13","$ 519,37","$ 10.387,45","$ 0,00","$ 0,00"]
[16380,"Tubería polipropileno1 1/2\"FusiónAC(Sum+Inst)PN-16","ML",34606.78,"$ 29.153,37","$ 259,69","$ 5.193,72","$ 0,00","$ 0,00"]
[16174,"Tubería polipropileno1 1/2\"FusiónAF(Sum+Inst)PN-16","ML",13946.79,"$ 8.493,38","$ 259,69","$ 5.193,72","$ 0,00","$ 0,00"]
[16381,"Tubería polipropileno1 1/4\"FusiónAC(Sum+Inst)PN-16","ML",10240.780000000001,"$ 4.787,37","$ 259,69","$ 5.193,72","$ 0,00","$ 0,00"]
[16176,"Tubería polipropileno1 1/4\"FusiónAF(Sum+Inst)PN-16","ML",26050.79,"$ 20.597,38","$ 259,69","$ 5.193,72","$ 0,00","$ 0,00"]
[16383,"Tubería polipropileno1\"Fusión AC(Sum+Inst)PN-16","ML",23661.78,"$ 18.208,37","$ 259,69","$ 5.193,72","$ 0,00","$ 0,00"]
[16178,"Tubería polipropileno1\"Fusión AF(Sum+Inst)PN-16","ML",19998.78,"$ 14.545,37","$ 259,69","$ 5.193,72","$ 0,00","$ 0,00"]
[16182,"Tubería polipropileno1/2\"Fusión AF(Sum+Inst)PN-16","ML",13819.73,"$ 8.366,32","$ 259,69","$ 5.193,72","$ 0,00","$ 0,00"]
[16378,"Tubería polipropileno2\"Fusión-AC-(Sum+Inst)PN-16","ML",78186.350000000006,"$ 70.915,13","$ 346,25","$ 6.924,97","$ 0,00","$ 0,00"]
[16183,"Tubería polipropileno3/4\"FusiónAF(Sum+Inst)PN16","ML",16537.72,"$ 11.084,31","$ 259,69","$ 5.193,72","$ 0,00","$ 0,00"]
[18771,"TUBERIA PP DESAGUES 4\"","ML",257470.65,"$ 233.839,20","$ 1.125,31","$ 22.506,14","$ 0,00","$ 0,00"]
[14958,"Tuberia Presion  HG d=1-1/2\" (AGUA)","ML",10247.77,"$ 2.067,65","$ 389,53","$ 7.790,59","$ 0,00","$ 0,00"]
[14957,"Tuberia Presion HG d=1\" (AGUA)","ML",8654.08,"$ 710,28","$ 378,28","$ 7.565,52","$ 0,00","$ 0,00"]
[14960,"Tuberia Presion HG d=2 1/2\"  (AGUA)","ML",9275.32,"$ 186,30","$ 432,81","$ 8.656,21","$ 0,00","$ 0,00"]
[13630,"Tubería PVC  Ø 1 1/2\" + Accesorios** Sin Excav.","ML",19150.240000000002,"$ 10.942,75","$ 390,83","$ 7.816,66","$ 0,00","$ 0,00"]
[13635,"Tubería PVC  Ø 3/4\" Conduit  + Accesorios**","ML",10211.36,"$ 4.896,04","$ 104,22","$ 5.211,10","$ 0,00","$ 0,00"]
[13633,"Tubería PVC Conduit  Ø 1 1/4\" + Accesorios**","ML",8580.6200000000008,"$ 737,91","$ 373,46","$ 7.469,25","$ 0,00","$ 0,00"]
[13636,"Tubería PVC Conduit  Ø 1/2\" + Accesorios**","ML",13405.03,"$ 8.089,71","$ 104,22","$ 5.211,10","$ 0,00","$ 0,00"]
[12851,"TUBERIA PVC CONDUIT 1\" (sum e inst) **","ML",11674.67,"$ 7.130,16","$ 216,41","$ 4.328,10","$ 0,00","$ 0,00"]
[13891,"TUBERIA PVC CONDUIT 1\"+Accesorios (sum e inst) **","ML",12152.62,"$ 7.608,11","$ 216,41","$ 4.328,10","$ 0,00","$ 0,00"]
[15437,"TUBERIA PVC CONDUIT 2\" (sum e inst) **","ML",22307.279999999999,"$ 13.187,85","$ 434,26","$ 8.685,17","$ 0,00","$ 0,00"]
[13909,"TUBERIA PVC CONDUIT 3/4\" (sum e inst) **","ML",9750.4500000000007,"$ 5.190,73","$ 217,13","$ 4.342,59","$ 0,00","$ 0,00"]
[13634,"Tubería PVC Conduit Ø 1 \" + Accesorios**","ML",12399.66,"$ 5.104,11","$ 347,41","$ 6.948,14","$ 0,00","$ 0,00"]
[10756,"Tuberia PVC d=3'' para bajante  (inc. pintura)**","ML",34005.53,"$ 23.659,19","$ 940,58","$ 9.405,76","$ 0,00","$ 0,00"]
[10028,"Tuberia PVC d=3'' para bajante  **","ML",27333.66,"$ 18.342,74","$ 315,09","$ 6.301,72","$ 2.374,11","$ 0,00"]
[13625,"Tubería PVC DB- Ø 3\"(DUCTO ELECTRICO)","ML",29108,"$ 21.056,84","$ 234,50","$ 7.816,66","$ 0,00","$ 0,00"]
[17190,"TUBERÍA PVC DRENAJE SIN FILTRO 4\"","ML",11623.69,"$ 0,00","$ 227,92","$ 11.395,77","$ 0,00","$ 0,00"]
[10304,"Tuberia PVC. ALL 4\"  Exca y relleno recebo **","ML",68600.33,"$ 27.122,39","$ 4.249,76","$ 28.443,97","$ 8.784,21","$ 0,00"]
[16171,"Tuberia PVC. ALL 6\"  Exca y relleno recebo","ML",72518.649999999994,"$ 31.040,71","$ 4.249,76","$ 28.443,97","$ 8.784,21","$ 0,00"]
[11977,"Tuberia PVC. d=6\"+Aceesorios+Geotext- Fontanar  **","ML",67241.72,"$ 54.687,91","$ 484,75","$ 9.694,95","$ 2.374,11","$ 0,00"]
[11978,"Tuberia PVC. d=6\"+Aceesorios+Geotext- Fontanar  **","ML",69036,"$ 55.300,62","$ 541,01","$ 10.820,26","$ 2.374,11","$ 0,00"]
[11916,"Tuberia PVC.L d=2\"+Aceesorios Fontanar  **","ML",23516.33,"$ 14.325,45","$ 324,61","$ 6.492,16","$ 2.374,11","$ 0,00"]
[11347,"Tuberia PVC.L d=3\" sobre muro **","ML",31461.87,"$ 13.263,94","$ 2.525,98","$ 15.671,96","$ 0,00","$ 0,00"]
[11917,"Tuberia PVC.L d=3\"+Aceesorios Fontanar  **","ML",22384.3,"$ 13.193,42","$ 324,61","$ 6.492,16","$ 2.374,11","$ 0,00"]
[11918,"Tuberia PVC.L d=4\" +Accesorios Fontanar **","ML",25165.360000000001,"$ 17.221,56","$ 378,28","$ 7.565,52","$ 0,00","$ 0,00"]
[11351,"Tuberia PVC.L d=4\" sobre muro **","ML",40329.699999999997,"$ 17.309,77","$ 2.642,54","$ 18.003,29","$ 2.374,11","$ 0,00"]
[10032,"Tuberia PVC.LL d=3\" Excav y relleno recebo **","ML",54679.37,"$ 27.097,82","$ 3.705,17","$ 20.908,74","$ 2.967,64","$ 0,00"]
[19142,"Tuberia PVC.P  d=8\" RDE 26 Reparación Red Menor o Codo PVC CEFE COMETAS","UN",559723.6,"$ 415.539,68","$ 19.920,52","$ 119.515,18","$ 4.748,22","$ 0,00"]
[9030,"Tuberia PVC.P 100psi d=10\"+Accesorios Fontanar  **","ML",0,"$ 0,00","$ 0,00","$ 0,00","$ 0,00","$ 0,00"]
[11990,"Tuberia PVC.P 100psi d=10\"+Accesorios Fontanar  **","ML",297598.14,"$ 280.285,73","$ 0,00","$ 17.312,41","$ 0,00","$ 0,00"]
[9031,"Tuberia PVC.P 100psi d=12\"+Accesorios Fontanar  **","ML",0,"$ 0,00","$ 0,00","$ 0,00","$ 0,00","$ 0,00"]
[11991,"Tuberia PVC.P 100psi d=12\"+Accesorios Fontanar  **","ML",425362.06,"$ 408.049,65","$ 0,00","$ 17.312,41","$ 0,00","$ 0,00"]
[11988,"Tuberia PVC.P 100psi d=8\"+Accesorios **","ML",187415.96,"$ 170.103,55","$ 0,00","$ 17.312,41","$ 0,00","$ 0,00"]
[9029,"Tuberia PVC.P 100psi d=8\"+Accesorios Fontanar  **","ML",0,"$ 0,00","$ 0,00","$ 0,00","$ 0,00","$ 0,00"]
[13240,"Tuberia PVC.P d=1 1/2\" RDE 21 **","ML",18148.400000000001,"$ 11.786,09","$ 302,97","$ 6.059,34","$ 0,00","$ 0,00"]
[10896,"Tuberia PVC.P d=1 1/2\" RDE21 ***","ML",36508.449999999997,"$ 17.319,21","$ 1.142,12","$ 18.047,12","$ 0,00","$ 0,00"]
[10897,"Tuberia PVC.P d=1 1/4\" RDE21 ***","ML",17310.95,"$ 11.130,42","$ 121,19","$ 6.059,34","$ 0,00","$ 0,00"]
[11909,"Tuberia PVC.P d=1\" Exc+relleno Bebederos Fontanar","ML",46284.35,"$ 15.962,51","$ 3.569,31","$ 19.630,20","$ 7.122,33","$ 0,00"]
[11908,"Tuberia PVC.P d=1\" Fontanar**","ML",23574.25,"$ 9.635,15","$ 324,61","$ 6.492,16","$ 7.122,33","$ 0,00"]
[13119,"Tuberia PVC.P d=1\" RDE 13.5**","ML",25395.93,"$ 10.853,50","$ 692,50","$ 13.849,93","$ 0,00","$ 0,00"]
[12356,"Tuberia PVC.P d=1\" RDE21 +Trasiego","ML",15113.47,"$ 7.340,20","$ 395,27","$ 7.378,00","$ 0,00","$ 0,00"]
[10369,"Tuberia PVC.P d=1\" sobre muro incluye resane **","ML",48038.46,"$ 13.725,58","$ 1.862,29","$ 32.450,59","$ 0,00","$ 0,00"]
[10035,"Tuberia PVC.P d=1\"(RDE.13.5) Excav y relleno receb","ML",56398.69,"$ 17.577,87","$ 4.428,47","$ 32.018,24","$ 2.374,11","$ 0,00"]
[15658,"Tuberia PVC.P d=1\"(RDE-21) Excav y relleno receb","ML",53068.28,"$ 14.247,46","$ 4.428,47","$ 32.018,24","$ 2.374,11","$ 0,00"]
[10937,"Tuberia PVC.P d=1\"(RDE-315 PSI)","ML",18409.36,"$ 12.107,65","$ 242,37","$ 6.059,34","$ 0,00","$ 0,00"]
[12489,"Tuberia PVC.P d=1\"Excav.Zanjadora+relleno tierra**","ML",38208.22,"$ 13.463,97","$ 6.910,46","$ 15.459,68","$ 2.374,11","$ 0,00"]
[11910,"Tuberia PVC.P d=1.1/2\" Exc+relleno Bebederos fonta","ML",57482.15,"$ 20.075,53","$ 3.906,68","$ 26.377,61","$ 7.122,33","$ 0,00"]
[10423,"Tuberia PVC.P d=1.1/2\" Excav y relleno recebo **","ML",55437.2,"$ 18.612,91","$ 4.107,29","$ 25.594,67","$ 7.122,33","$ 0,00"]
[12398,"Tuberia PVC.P d=1.1/2\" SCH-80Excav+ relleno receb*","ML",47920.17,"$ 6.748,91","$ 4.314,29","$ 29.734,64","$ 7.122,33","$ 0,00"]
[12488,"Tuberia PVC.P d=1.1/2\"Excav.Zanjadora+relleno tier","ML",57158.02,"$ 16.793,35","$ 7.597,77","$ 29.205,73","$ 3.561,17","$ 0,00"]
[10939,"Tuberia PVC.P d=1.1/2\"-RDE-21","ML",23215.46,"$ 16.853,15","$ 302,97","$ 6.059,34","$ 0,00","$ 0,00"]
[10578,"Tuberia PVC.P d=1.1/4\" Excav y relleno recebo **","ML",67352.240000000005,"$ 23.918,97","$ 4.422,01","$ 31.888,93","$ 7.122,33","$ 0,00"]
[10048,"Tuberia PVC.P d=1/2\" Excav y relleno recebo **","ML",49946.93,"$ 11.126,11","$ 4.428,47","$ 32.018,24","$ 2.374,11","$ 0,00"]
[12309,"Tuberia PVC.P d=1/2\" RDE 9 + Accesorios **","ML",27591.72,"$ 7.976,75","$ 571,31","$ 19.043,66","$ 0,00","$ 0,00"]
[10481,"Tuberia PVC.P d=1/2\" RDE13.5 **","ML",9067.23,"$ 3.769,64","$ 103,87","$ 5.193,72","$ 0,00","$ 0,00"]
[10950,"Tuberia PVC.P d=1/2\" RDE13.5 **  +ACCESORIOS","ML",9352.4,"$ 2.995,28","$ 124,65","$ 6.232,47","$ 0,00","$ 0,00"]
[10805,"Tuberia PVC.P d=1/2\" RDE9**","ML",9243.75,"$ 4.202,37","$ 193,90","$ 4.847,48","$ 0,00","$ 0,00"]
[13398,"Tuberia PVC.P d=1/2\"RDE-9 Excav y relleno recebo *","ML",46462.61,"$ 5.291,35","$ 4.314,29","$ 29.734,64","$ 7.122,33","$ 0,00"]
[11866,"Tuberia PVC.P d=2 1/2\" RDE21 ***","ML",44802.81,"$ 35.713,79","$ 432,81","$ 8.656,21","$ 0,00","$ 0,00"]
[10033,"Tuberia PVC.P d=2 1/2\"(RDE-21) Excav y relleno rec","ML",80149.440000000002,"$ 41.465,52","$ 4.421,95","$ 31.887,86","$ 2.374,11","$ 0,00"]
[16278,"Tuberia PVC.P d=2\" RDE21","ML",25152.03,"$ 18.789,72","$ 302,97","$ 6.059,34","$ 0,00","$ 0,00"]
[10925,"Tuberia PVC.P d=2\" RDE21 + trasiego ***","ML",45621.39,"$ 17.597,62","$ 1.562,81","$ 26.460,96","$ 0,00","$ 0,00"]
[14007,"Tuberia PVC.P d=2\" RDE21 +Accesorios","ML",26315.45,"$ 19.953,14","$ 302,97","$ 6.059,34","$ 0,00","$ 0,00"]
[10898,"Tuberia PVC.P d=2\" Sin Excavación***","ML",27000.15,"$ 17.994,23","$ 176,59","$ 8.829,33","$ 0,00","$ 0,00"]
[10034,"Tuberia PVC.P d=2\"(RDE-21) Excav y relleno recebo","ML",58324.21,"$ 26.248,14","$ 4.107,29","$ 25.594,67","$ 2.374,11","$ 0,00"]
[11911,"Tuberia PVC.P d=2\"Exc+relleno Bebederos","ML",48437.24,"$ 26.308,05","$ 3.518,34","$ 18.610,85","$ 0,00","$ 0,00"]
[12487,"Tuberia PVC.P d=2\"Excav. Zanjadora+ relleno tierra","ML",47965.7,"$ 22.034,39","$ 6.910,46","$ 15.459,68","$ 3.561,17","$ 0,00"]
[12486,"Tuberia PVC.P d=3\" Excav.Zanjadora+relleno tierra*","ML",90318.05,"$ 64.386,74","$ 6.910,46","$ 15.459,68","$ 3.561,17","$ 0,00"]
[10960,"Tuberia PVC.P d=3\" RDE 21 **","ML",65359.8,"$ 52.422,70","$ 684,56","$ 12.252,54","$ 0,00","$ 0,00"]
[10576,"Tuberia PVC.P d=3\"(RDE-21) Excav y relleno recebo","ML",108614.35,"$ 68.600,49","$ 4.428,76","$ 32.023,93","$ 3.561,17","$ 0,00"]
[11907,"Tuberia PVC.P d=3/4\" Exc.+ relleno Bebederos","ML",48884.45,"$ 10.200,53","$ 4.421,95","$ 31.887,86","$ 2.374,11","$ 0,00"]
[12314,"Tuberia PVC.P d=3/4\" RDE 11 + Accesorios **","ML",30760.78,"$ 11.278,09","$ 382,01","$ 19.100,68","$ 0,00","$ 0,00"]
[11140,"Tuberia PVC.P d=3/4\" RDE-11***","ML",12706.2,"$ 7.304,73","$ 207,75","$ 5.193,72","$ 0,00","$ 0,00"]
[10579,"Tuberia PVC.P d=3/4\" RDE21 **","ML",9091.34,"$ 3.793,75","$ 103,87","$ 5.193,72","$ 0,00","$ 0,00"]
[15103,"Tuberia PVC.P d=3/4\" RDE21 VILA-MAYOR **","ML",10927.99,"$ 1.039,14","$ 193,90","$ 9.694,95","$ 0,00","$ 0,00"]
[11846,"Tuberia PVC.P d=3/4\"(RDE-21) Excav y relleno receb","ML",49790.19,"$ 11.106,27","$ 4.421,95","$ 31.887,86","$ 2.374,11","$ 0,00"]
[10480,"Tuberia PVC.P d=6\" RDE26 **","ML",124825.74,"$ 79.710,87","$ 2.150,56","$ 38.216,09","$ 4.748,22","$ 0,00"]
[11992,"Tuberia PVC.P d=6\" RDE41 **","ML",114961.06,"$ 97.648,65","$ 0,00","$ 17.312,41","$ 0,00","$ 0,00"]
[19140,"Tuberia PVC.P d=6\"y 8\" RDE 26 (instalación) CEFE COMETAS","ML",29440.17,"$ 1.900,44","$ 1.311,42","$ 26.228,31","$ 0,00","$ 0,00"]
[10512,"Tuberia PVC.P d=8\" RDE21 NTC382 - 200 Psi ASTM1483 CEFE COMETAS","ML",133560.63,"$ 100.262,67","$ 1.382,35","$ 27.167,40","$ 4.748,22","$ 0,00"]
[11065,"Tuberia PVC.P rde 13.5  d=1\" ***","ML",40311.480000000003,"$ 11.960,51","$ 1.578,39","$ 26.772,58","$ 0,00","$ 0,00"]
[11661,"Tuberia PVC.P RDE 21 d=4\"  **","ML",104492.41,"$ 71.513,25","$ 1.685,73","$ 28.919,32","$ 2.374,11","$ 0,00"]
[15837,"Tuberia PVC.P RDE 21 d=6\"  **","ML",176093.8,"$ 157.915,77","$ 865,62","$ 17.312,41","$ 0,00","$ 0,00"]
[9033,"Tuberia PVC.P RDE 41 d=4\"  **","ML",0,"$ 0,00","$ 0,00","$ 0,00","$ 0,00","$ 0,00"]
[11993,"Tuberia PVC.P RDE 41 d=4\"  **","ML",35273.769999999997,"$ 17.095,74","$ 865,62","$ 17.312,41","$ 0,00","$ 0,00"]
[13383,"Tuberia PVC.PRESION Ø 1\" RDE-21","ML",12230.7,"$ 6.145,04","$ 234,06","$ 5.851,60","$ 0,00","$ 0,00"]
[10303,"Tuberia PVC.S 4\"  Exca y relleno recebo **","ML",75701.42,"$ 38.423,94","$ 4.241,93","$ 28.287,33","$ 4.748,22","$ 0,00"]
[13381,"Tuberia PVC.S d=1 1/2\"  **","ML",29756.81,"$ 14.559,97","$ 723,66","$ 14.473,18","$ 0,00","$ 0,00"]
[11685,"Tuberia PVC.S d=12\" Excavacion  y rellenos**","ML",80162.850000000006,"$ 17.556,64","$ 5.270,45","$ 35.745,36","$ 21.590,39","$ 0,00"]
[10594,"Tuberia PVC.S d=2\"  **","ML",23688.32,"$ 13.455,50","$ 504,40","$ 9.728,41","$ 0,00","$ 0,00"]
[12302,"Tuberia PVC.S d=2\"  **","ML",22716.43,"$ 13.445,63","$ 441,47","$ 8.829,33","$ 0,00","$ 0,00"]
[11922,"Tuberia PVC.S d=2\"+Accesorios**","ML",25755.83,"$ 16.564,95","$ 324,61","$ 6.492,16","$ 2.374,11","$ 0,00"]
[10037,"Tuberia PVC.S d=3\" Excav y relleno recebo **","ML",74105.55,"$ 42.950,36","$ 4.006,92","$ 23.587,10","$ 3.561,17","$ 0,00"]
[11913,"Tuberia PVC.S d=3\"+Accesorios  **","ML",46886.76,"$ 39.640,93","$ 231,99","$ 4.639,73","$ 2.374,11","$ 0,00"]
[12303,"Tuberia PVC.S d=4\"  **","ML",35867.440000000002,"$ 26.778,42","$ 432,81","$ 8.656,21","$ 0,00","$ 0,00"]
[10659,"Tuberia PVC.S d=4\" + Excavacion **","ML",90674.69,"$ 39.138,21","$ 2.391,80","$ 29.928,39","$ 19.216,28","$ 0,00"]
[11702,"Tuberia PVC.S d=4\" Excav y relleno recebo **","ML",93243.76,"$ 35.056,94","$ 4.582,57","$ 27.868,90","$ 25.735,35","$ 0,00"]
[11914,"Tuberia PVC.S d=4\"+Accesorios  **","ML",39922.01,"$ 27.186,42","$ 493,40","$ 9.868,08","$ 2.374,11","$ 0,00"]
[10262,"Tuberia PVC.S d=6\" Excavacion y relleno**","ML",128979.55,"$ 66.198,07","$ 4.752,97","$ 24.921,55","$ 33.106,96","$ 0,00"]
[12304,"Tuberia PVC.S d=6\"+ Abraz. + Demolic.  **","ML",120577.7,"$ 82.773,59","$ 1.574,09","$ 31.481,80","$ 4.748,22","$ 0,00"]
[11915,"Tuberia PVC.S d=6\"+Accesorios  **","ML",72701.5,"$ 58.682,48","$ 441,47","$ 8.829,33","$ 4.748,22","$ 0,00"]
[10745,"Tuberia PVC.S d=8\" Excavacion  y rellenos**","ML",136816.95999999999,"$ 73.623,96","$ 4.431,30","$ 23.757,58","$ 35.004,11","$ 0,00"]
[16943,"TUBERÍA PVC-L 2\"","ML",17353.189999999999,"$ 12.867,89","$ 87,95","$ 4.397,35","$ 0,00","$ 0,00"]
[16974,"TUBERÍA PVC-L 3\"","ML",22087.17,"$ 15.941,96","$ 120,49","$ 6.024,72","$ 0,00","$ 0,00"]
[15139,"Tuberia PVCP 1  \" RDE 21 **","ML",14646.19,"$ 8.344,48","$ 242,37","$ 6.059,34","$ 0,00","$ 0,00"]
[13569,"Tuberia PVCP 1 \" RDE 21 excav mec. relleno tie","ML",37960.31,"$ 16.723,70","$ 2.917,86","$ 2.370,67","$ 15.948,08","$ 0,00"]
[12355,"Tuberia PVCP 1 \" RDE 21 excav y relleno recebo  **","ML",65320.27,"$ 14.743,27","$ 2.374,36","$ 22.204,01","$ 25.998,64","$ 0,00"]
[14496,"Tuberia PVCP 1 \" RDE 21+Arena-Sin Excav.(GIMN-SUR)","ML",16922.66,"$ 10.342,36","$ 409,35","$ 3.559,43","$ 2.611,52","$ 0,00"]
[12535,"Tuberia PVCP 1 1/2 \" RDE 21 excav y relleno recebo","ML",86760.88,"$ 24.205,65","$ 3.363,39","$ 33.193,20","$ 25.998,64","$ 0,00"]
[13241,"Tuberia PVCP 1 1/4 \" RDE 21 **","ML",20263.59,"$ 12.992,37","$ 346,25","$ 6.924,97","$ 0,00","$ 0,00"]
[16851,"Tuberia PVCP 1 1/4 \" RDE 21 **","ML",27051.3,"$ 17.992,40","$ 177,63","$ 8.881,27","$ 0,00","$ 0,00"]
[13397,"Tuberia PVCP 1 1/4 \" RDE 21 excav y relleno recebo","ML",66740.52,"$ 17.831,19","$ 2.064,90","$ 20.845,79","$ 25.998,64","$ 0,00"]
[14499,"Tuberia PVCP 1/2 \"RDE-9+ arena- Sin excav(GIM-SUR)","ML",13408.2,"$ 6.827,90","$ 409,35","$ 3.559,43","$ 2.611,52","$ 0,00"]
[13563,"Tuberia PVCP 1-1/2 \" RDE 21+Arena -Sin excavac","ML",37919.74,"$ 17.301,59","$ 1.382,92","$ 160,68","$ 19.074,55","$ 0,00"]
[14557,"Tuberia PVCP 1-1/4 \" RDE 21+Arena -Sin excavac","ML",20410.28,"$ 13.829,98","$ 409,35","$ 3.559,43","$ 2.611,52","$ 0,00"]
[13556,"Tuberia PVCP 2 \" RDE 21 excav Mec y relleno recebo","ML",60484.7,"$ 23.961,59","$ 2.887,85","$ 13.682,30","$ 19.952,97","$ 0,00"]
[12354,"Tuberia PVCP 2 \" RDE 21 excav y relleno recebo  **","ML",98210.53,"$ 25.308,41","$ 4.016,41","$ 41.522,91","$ 27.362,80","$ 0,00"]
[14497,"Tuberia PVCP 2 \" RDE 21Exc+rellen Tierra(GIMN-SUR)","ML",36117.82,"$ 23.697,73","$ 1.405,88","$ 7.524,26","$ 3.489,94","$ 0,00"]
[13555,"Tuberia PVCP 3 \" RDE 21 excav mec.y relleno tierra","ML",97567.92,"$ 57.757,93","$ 3.568,97","$ 14.673,42","$ 21.567,61","$ 0,00"]
[11328,"Tuberia PVCP 3 \" RDE 21 excav y relleno recebo  **","ML",116672.32000000001,"$ 58.816,08","$ 2.813,00","$ 27.609,21","$ 27.434,03","$ 0,00"]
[14498,"Tuberia PVCP 3/4 \" RDE 21+Arena-Sin Excav(GIMN-SUR","ML",14704.66,"$ 8.124,36","$ 409,35","$ 3.559,43","$ 2.611,52","$ 0,00"]
[12353,"Tuberia PVCP 4 \"(RDE- 21) excav y relleno recebo","ML",151239.01,"$ 108.523,92","$ 4.864,96","$ 35.476,02","$ 2.374,11","$ 0,00"]
[15659,"Tuberia PVCP 6\"(RDE- 21) excav y relleno recebo  *","ML",98677.25,"$ 51.375,34","$ 5.198,54","$ 37.355,15","$ 4.748,22","$ 0,00"]
[10766,"Tuberia PVCP 6\"(RDE- 26) excav y relleno recebo  *","ML",345364.52,"$ 249.269,00","$ 9.398,75","$ 77.057,89","$ 9.638,89","$ 0,00"]
[17839,"TUBERÍA PVC-P RDE 11 3/4\"","ML",10705.68,"$ 5.154,06","$ 108,86","$ 5.442,76","$ 0,00","$ 0,00"]
[17841,"TUBERÍA PVC-P RDE 21 1 1/4\"","ML",17199.61,"$ 9.659,36","$ 147,85","$ 7.392,40","$ 0,00","$ 0,00"]
[16883,"TUBERÍA PVC-P SCH-80 2 1/2\"","ML",10064.99,"$ 758,88","$ 182,47","$ 9.123,64","$ 0,00","$ 0,00"]
[16873,"TUBERÍA PVC-P SCH-80 2\"","ML",9700.6,"$ 465,12","$ 181,09","$ 9.054,39","$ 0,00","$ 0,00"]
[16895,"TUBERÍA PVC-P SCH-80 3\"","ML",10100.32,"$ 758,88","$ 183,17","$ 9.158,27","$ 0,00","$ 0,00"]
[16898,"TUBERÍA PVC-P SCH-80 4\"","ML",10687.84,"$ 1.346,40","$ 183,17","$ 9.158,27","$ 0,00","$ 0,00"]
[16900,"TUBERÍA PVC-P SCH-80 6\"","ML",18108.68,"$ 2.586,72","$ 304,35","$ 15.217,61","$ 0,00","$ 0,00"]
[18773,"TUBERIA PVC-S 10\"","ML",116524.56,"$ 105.617,74","$ 519,37","$ 10.387,45","$ 0,00","$ 0,00"]
[17049,"TUBERÍA PVC-S 10\"","ML",20095.54,"$ 2.626,45","$ 831,86","$ 16.637,23","$ 0,00","$ 0,00"]
[17040,"TUBERÍA PVC-S 8\"","ML",66988.13,"$ 53.973,69","$ 255,19","$ 12.759,25","$ 0,00","$ 0,00"]
[12758,"Tuberia PVCS.4\" desagues cubierta EstadioTecho","ML",88562.84,"$ 39.985,11","$ 10.665,84","$ 35.537,78","$ 2.374,11","$ 0,00"]
[13277,"Tuberia Sistema Contraincendio Ø1 1/2\"***","ML",9816.14,"$ 0,00","$ 467,44","$ 9.348,70","$ 0,00","$ 0,00"]
[13278,"Tuberia Sistema Contraincendio Ø3\"***","ML",11815.72,"$ 0,00","$ 562,65","$ 11.253,07","$ 0,00","$ 0,00"]
[13279,"Tuberia Sistema Contraincendio Ø4\"***","ML",13633.53,"$ 0,00","$ 649,22","$ 12.984,31","$ 0,00","$ 0,00"]
[12293,"Tuberia y accesorios PVC  d=1/2\" ** (sum+inst)","ML",32777.440000000002,"$ 9.978,85","$ 1.085,65","$ 21.712,94","$ 0,00","$ 0,00"]
[12259,"Tuberia y codo PVC  d=1\" **","ML",34823.360000000001,"$ 12.024,77","$ 1.085,65","$ 21.712,94","$ 0,00","$ 0,00"]
[12827,"Tuberia+platina**","ML",342308.88,"$ 211.234,64","$ 40.167,37","$ 90.906,88","$ 0,00","$ 0,00"]
[18605,"TuberiaPVC.PresiónRDE13.5Ø=10\"S/EspecificaCDRC","ML",59412.83,"$ 37.730,56","$ 1.038,42","$ 20.643,84","$ 0,00","$ 0,00"]
[10482,"Tubing (Tuberia Cobre) d=1/4\" **","ML",18426.87,"$ 131,66","$ 934,37","$ 13.892,15","$ 1.187,06","$ 2.281,63"]
[10982,"Tub-Nova d=250mm Exca y relle.zona verde","ML",176820.55,"$ 109.733,72","$ 2.969,46","$ 51.135,57","$ 12.981,79","$ 0,00"]
[14223,"tubo 100mm para dreanje**","ML",21626.95,"$ 20.368,47","$ 35,97","$ 1.198,78","$ 23,74","$ 0,00"]
[13375,"Tubo 80x40x2mm x 6m   Sum + Inst + Pintura ","ML",63694.26,"$ 38.632,49","$ 3.118,16","$ 21.671,26","$ 272,35","$ 0,00"]
[16385,"TUBO ACERO GALVANIZADOØ11/2” (e=2.95MM) L=6M","ML",18178.03,"$ 0,00","$ 865,62","$ 17.312,41","$ 0,00","$ 0,00"]
[16476,"TUBO COBRE Ø 2 ” RIGIDO -L (200PSI) +Soporte","ML",10683.62,"$ 4.018,35","$ 605,93","$ 6.059,34","$ 0,00","$ 0,00"]
[16411,"TUBO COBRE Ø 2 ” RIGIDO -L (200PSI)-(REFORZ-UDS)","ML",26926.84,"$ 22.382,33","$ 216,41","$ 4.328,10","$ 0,00","$ 0,00"]
[16422,"TUBO COBRE Ø 21/2 ”RIGIDO-L (200PSI)-(REFORZ-UDS)","ML",28744.639999999999,"$ 22.382,33","$ 302,97","$ 6.059,34","$ 0,00","$ 0,00"]
[18804,"TUBO COBRE Ø1  L","ML",66070.720000000001,"$ 62.538,99","$ 69,25","$ 3.462,48","$ 0,00","$ 0,00"]
[16560,"TUBO COBRE Ø1 ” RIGIDO -L (200PSI)","ML",66931.95,"$ 62.361,47","$ 415,50","$ 4.154,98","$ 0,00","$ 0,00"]
[16498,"TUBO COBRE Ø1 ” RIGIDO -L (200PSI)+Soporte","ML",69637.23,"$ 63.352,82","$ 571,31","$ 5.713,10","$ 0,00","$ 0,00"]
[16496,"TUBO COBRE Ø1 1/2 ” RIGIDO -L (200PSI)","ML",7749.3,"$ 2.988,39","$ 432,81","$ 4.328,10","$ 0,00","$ 0,00"]
[16475,"TUBO COBRE Ø1 1/2 ” RIGIDO -L (200PSI) +Soporte","ML",10481.64,"$ 4.006,80","$ 588,62","$ 5.886,22","$ 0,00","$ 0,00"]
[16497,"TUBO COBRE Ø1 1/4 ” RIGIDO -L (200PSI)","ML",7749.3,"$ 2.988,39","$ 432,81","$ 4.328,10","$ 0,00","$ 0,00"]
[16495,"TUBO COBRE Ø1 1/4 ” RIGIDO -L (200PSI)+Soporte","ML",10219.6,"$ 3.935,19","$ 571,31","$ 5.713,10","$ 0,00","$ 0,00"]
[16500,"TUBO COBRE Ø1/2 ” RIGIDO -L (200PSI)+Soporte","ML",18856.28,"$ 15.047,55","$ 346,25","$ 3.462,48","$ 0,00","$ 0,00"]
[16413,"TUBO COBRE Ø1”RIGIDO-L (200PSI)-(REFORZ-UDS)+tras","ML",98594.559999999998,"$ 82.234,33","$ 779,06","$ 15.581,17","$ 0,00","$ 0,00"]
[18808,"TUBO COBRE Ø3/4 ” L","ML",33037.64,"$ 22.442,44","$ 207,75","$ 10.387,45","$ 0,00","$ 0,00"]
[16499,"TUBO COBRE Ø3/4 ” RIGIDO -L (200PSI)+Soporte","ML",26675.119999999999,"$ 22.866,39","$ 346,25","$ 3.462,48","$ 0,00","$ 0,00"]
[12893,"TUBO CONDUIT  GALVANIZADO 1\"(Cinta Vandit)","ML",18239.87,"$ 7.379,12","$ 0,00","$ 10.860,75","$ 0,00","$ 0,00"]
[12898,"TUBO CONDUIT  GALVANIZADO 1\"(Cinta Vandit)","ML",18239.87,"$ 7.379,12","$ 0,00","$ 10.860,75","$ 0,00","$ 0,00"]
[16593,"Tubo Estructural Galv.Ø3\"+Soldaduras+pint(Sum+Inst","ML",76544.56,"$ 69.441,74","$ 1.718,01","$ 5.384,81","$ 0,00","$ 0,00"]
[13655,"tubo fluorescente 1x17 W","UN",10725.9,"$ 5.619,01","$ 243,19","$ 4.863,70","$ 0,00","$ 0,00"]
[13651,"tubo fluorescente 1x32 W","UN",12076.89,"$ 6.970,00","$ 243,19","$ 4.863,70","$ 0,00","$ 0,00"]
[19525,"Tubo Galvan Ø 2 1/2\"(2.5mm)ASTM-500Grad-C Sum + Inst","ML",59767.05,"$ 48.540,18","$ 1.767,71","$ 5.732,22","$ 3.726,94","$ 0,00"]
[15562,"Tubo Galvan Ø 2\" cerram (2.5mm)ASTM-500Grad-C Sumi","UN",197477.96,"$ 161.699,09","$ 8.330,63","$ 15.980,72","$ 11.467,52","$ 0,00"]
[13696,"Tubo Galvan Ø 2\"(2.5mm)ASTM-500Grad-C Sum + Inst","ML",52535.62,"$ 41.705,86","$ 1.718,01","$ 5.384,81","$ 3.726,94","$ 0,00"]
[16277,"TUBO GALVANIZ. PRES. ASTM- A 53 (2\")SCH-40(3.91MM)","ML",18178.03,"$ 0,00","$ 865,62","$ 17.312,41","$ 0,00","$ 0,00"]
[16386,"TUBO GALVANIZADO AGUA Ø 1\"e= 2.5 mmX6M-NTC:5890","ML",10906.82,"$ 0,00","$ 519,37","$ 10.387,45","$ 0,00","$ 0,00"]
[16592,"TUBO IMC Ø6\" + ACCESORIOS (SUM+INST) L=3M","UN",1833670.09,"$ 1.569.359,76","$ 255.625,16","$ 8.685,17","$ 0,00","$ 0,00"]
[15462,"TUBO PVC SANITARIO 2\" X6ML S/NORMA","ML",23276.21,"$ 14.187,19","$ 432,81","$ 8.656,21","$ 0,00","$ 0,00"]
[10595,"TUBO PVC SANITARIO 3\" X 6ML S/NORMA","ML",35912.57,"$ 26.641,77","$ 441,47","$ 8.829,33","$ 0,00","$ 0,00"]
[10113,"TUBO PVC SANITARIO 4\" X6ML S/NORMA","ML",36251.5,"$ 27.162,48","$ 432,81","$ 8.656,21","$ 0,00","$ 0,00"]
[10108,"TUBO PVC SANITARIO 6\" X6ML S/NORMA","ML",67670.73,"$ 58.581,71","$ 432,81","$ 8.656,21","$ 0,00","$ 0,00"]
[10114,"TUBO PVC VENTILACION Ø 2\" X 6ML S/NORMA","ML",36490.26,"$ 14.447,07","$ 1.278,02","$ 20.765,17","$ 0,00","$ 0,00"]
[13542,"TUBO PVC VENTILACION Ø 3\" X6ML S/NORMA","ML",33023.919999999998,"$ 17.925,19","$ 605,93","$ 12.118,69","$ 2.374,11","$ 0,00"]
[14994,"TUBO PVC VENTILACION Ø 4\" X6ML S/NORMA","ML",31681.03,"$ 18.956,41","$ 605,93","$ 12.118,69","$ 0,00","$ 0,00"]
[18708,"Tubo redondoØ21/2\"Acero inoxudable Anclado a muro","ML",38445.18,"$ 5.112,67","$ 12.364,87","$ 18.817,48","$ 2.150,16","$ 0,00"]
[13506,"TUBO SOPORTE DISCAP. BAÑO (Instalación)","UN",16729.849999999999,"$ 1.334,64","$ 2.757,29","$ 11.290,49","$ 1.347,43","$ 0,00"]
[18536,"Tubo.RedondoØ3\"lamColRolled+Pintura.ElectCDR","ML",39179.65,"$ 5.137,83","$ 12.448,79","$ 20.016,26","$ 1.576,78","$ 0,00"]
[2629,"TUERCA DE OJO ALARGADO","UN",11933.78,"$ 8.286,01","$ 173,70","$ 3.474,07","$ 0,00","$ 0,00"]
[15943,"TUNEL CANINO PARQUE EL TUNAL (Tubo Conc.Ø48\")","ML",295287,"$ 123.605,94","$ 49.597,03","$ 122.084,03","$ 0,00","$ 0,00"]
[14720,"TUNEL EN FIBRA DE VIDRIO  (SUM + INST)","UN",387307.83,"$ 353.506,60","$ 9.261,66","$ 10.205,17","$ 14.334,40","$ 0,00"]
[14877,"TUNEL EN FIBRA DE VIDRIO(DESM+SUM+INST)","UN",406458,"$ 353.506,60","$ 18.640,29","$ 15.103,01","$ 19.208,10","$ 0,00"]
[16210,"TVSS categoria B (208/120V)","UN",43773.279999999999,"$ 0,00","$ 2.084,44","$ 41.688,84","$ 0,00","$ 0,00"]
[16211,"TVSS categoria- C (208/120V)","UN",43773.279999999999,"$ 0,00","$ 2.084,44","$ 41.688,84","$ 0,00","$ 0,00"]
[12376,"U.P.S. 10  KVA 120/208 V","UN",219887.78,"$ 0,00","$ 10.470,85","$ 209.416,93","$ 0,00","$ 0,00"]
[12378,"U.P.S. 10 kva 220/208-110 V sellada","UN",219887.78,"$ 0,00","$ 10.470,85","$ 209.416,93","$ 0,00","$ 0,00"]
[11870,"U.P.S. 15 minutos 30 kva 260-190/208-110 V sellada","UN",219887.78,"$ 0,00","$ 10.470,85","$ 209.416,93","$ 0,00","$ 0,00"]
[12249,"U.P.S. 6  KVA Bifásica","UN",219887.78,"$ 0,00","$ 10.470,85","$ 209.416,93","$ 0,00","$ 0,00"]
[19172,"UND EXTRACCI T.HONGO D.HORIZ UEH-H-01 CEFE COMETAS","UN",6955643.3099999996,"$ 6.583.745,32","$ 17.715,13","$ 354.182,85","$ 0,00","$ 0,00"]
[19176,"UND EXTRACCI T.HONGO D.HORIZ UEH-H-01A CEFE COMETA","UN",3951833.21,"$ 3.692.272,54","$ 12.365,74","$ 247.194,92","$ 0,00","$ 0,00"]
[18769,"UNIDAD AA CASSETTE Cap13000-36500-btu/hNominal3 TR","UN",1575492.36,"$ 716.816,10","$ 319.183,96","$ 499.355,98","$ 40.136,32","$ 0,00"]
[18676,"UNIDAD AA PISOTECHOCap13000-36500-btu/hNominal3TR","UN",1249666.8600000001,"$ 395.984,16","$ 314.190,40","$ 499.355,98","$ 40.136,32","$ 0,00"]
[18767,"UNIDAD AA PISOTECHOCap21600-56600-btu/hNominal4.5T","UN",2126592.52,"$ 246.368,61","$ 829.198,47","$ 1.051.025,44","$ 0,00","$ 0,00"]
[18766,"UNIDAD AA TipoFancoil21600-56600-btu/h 4.5 TR","UN",1275732.8999999999,"$ 422.050,20","$ 314.190,40","$ 499.355,98","$ 40.136,32","$ 0,00"]
[17882,"UNIDAD CONDENSADORA A.ACONDIC R-410A  CEFE COMETAS","UN",5038438.5,"$ 4.819.839,78","$ 10.455,13","$ 208.143,59","$ 0,00","$ 0,00"]
[18470,"UNIDAD CONTROLADORA 1 Y 2","UN",667055.5,"$ 0,00","$ 1.663,48","$ 665.392,02","$ 0,00","$ 0,00"]
[18189,"UNIDAD DE VENTILACION ALABES ADELANTADOS VI-01 102","UN",419877.1,"$ 34.256,00","$ 129.497,84","$ 237.788,56","$ 18.334,70","$ 0,00"]
[18190,"UNIDAD DE VENTILACION VI-02 1300 RPM  2.340 CFM @","UN",612671.4,"$ 2.728,00","$ 198.256,46","$ 356.682,84","$ 55.004,10","$ 0,00"]
[18192,"UNIDAD DE VENTILACION VI-04 1150 RPM  1.800 CFM @","UN",642731.81999999995,"$ 2.728,00","$ 228.316,88","$ 356.682,84","$ 55.004,10","$ 0,00"]
[18193,"UNIDAD DE VENTILACION VI-PI-01 880 RPM  22.500 CFM","UN",1570824.76,"$ 2.728,00","$ 1.028.066,92","$ 356.682,84","$ 183.347,00","$ 0,00"]
[17899,"UNIDAD DE VENTILACION VR-01 MODELO 2000 CFM @ 0.3\"","UN",207135.08,"$ 35.404,00","$ 30.490,97","$ 128.405,82","$ 12.834,29","$ 0,00"]
[19149,"UNIDAD EXTRACCIO TIPO HONGO 600/330cfm Descarga Horizontal (UEH-H-01)  0.25/0.04hp 52dB CEFE COMETAS","UN",3729354.28,"$ 2.749.631,93","$ 476.133,92","$ 421.082,27","$ 82.506,15","$ 0,00"]
[19158,"UNIDAD EXTRACCION TIPO HONGO 2191/826cfm Descarga Horizont (UEH-H-01)0.75/0.04 hp 55 dB CEFE COMETAS","UN",4643577.68,"$ 3.663.855,33","$ 476.133,92","$ 421.082,27","$ 82.506,15","$ 0,00"]
[19159,"UNIDAD EXTRACCION TIPO HONGO 9840/3280cfm Descarga Vertical  (UEH-H-01) 5.0/0.19 hp CEFE COMETAS","UN",12154827.68,"$ 11.175.105,33","$ 476.133,92","$ 421.082,27","$ 82.506,15","$ 0,00"]
[18224,"UNIDAD FANCOIL  REFRIGERANTE VARIABLE ALTA PRESION","UN",735119.65,"$ 32.512,00","$ 63.432,92","$ 594.471,40","$ 44.703,33","$ 0,00"]
[18216,"UNIDAD FANCOIL  REFRIGERANTE VARIABLE MEDIA PRESIO","UN",609871.99,"$ 32.512,00","$ 57.079,54","$ 475.577,12","$ 44.703,33","$ 0,00"]
[18218,"UNIDAD FANCOIL  REFRIGERANTE VARIABLE MEDIA PRESIO","UN",697444.3,"$ 32.512,00","$ 73.315,28","$ 546.913,69","$ 44.703,33","$ 0,00"]
[18221,"UNIDAD FANCOIL  REFRIGERANTE VARIABLE MEDIA PRESIO","UN",660216.25,"$ 32.512,00","$ 59.866,09","$ 523.134,83","$ 44.703,33","$ 0,00"]
[17909,"UNIDAD FANCOIL BAJA PRESION FC-RV-02 CAP 9.000 BTU","UN",444472.58,"$ 2.072,00","$ 51.048,49","$ 356.682,84","$ 34.669,25","$ 0,00"]
[19160,"UNIDAD FANCOIL Tipo Low Static 530 / 441 / 353 CFM refrige Var TIPO INVERTER-INCL TERMO CEFE COMETAS","UN",2317183.2200000002,"$ 1.806.507,45","$ 24.363,56","$ 486.312,21","$ 0,00","$ 0,00"]
[19148,"UNIDAD FANCOIL Tipo Low Static 706/565/424CFM refrige Var TIPO INVERTER-INCL TERMO CEFE COMETAS","UN",2270118.84,"$ 2.070.133,71","$ 14.813,71","$ 185.171,42","$ 0,00","$ 0,00"]
[19180,"UNIDAD PAQUETE CON RECUPERADOR R-410A CEFE COMETAS","UN",178159321.53999999,"$ 177.726.934,21","$ 20.595,58","$ 411.791,74","$ 0,00","$ 0,00"]
[10617,"Union dresser 12\" **","UN",2144531.83,"$ 1.976.752,50","$ 7.842,52","$ 156.850,47","$ 3.086,34","$ 0,00"]
[10619,"Union dresser 3\" **","UN",97712.84,"$ 79.975,00","$ 697,69","$ 13.953,81","$ 3.086,34","$ 0,00"]
[10618,"Union dresser 4\" **","UN",143165.74,"$ 114.250,00","$ 612,86","$ 12.257,19","$ 3.086,34","$ 12.959,35"]
[11995,"Union PVC S d=6\" **","UN",57213.34,"$ 29.638,00","$ 1.313,11","$ 26.262,23","$ 0,00","$ 0,00"]
[10463,"Union PVCP  Sch40 d=2 1/2\" **","UN",43289.97,"$ 21.767,00","$ 612,86","$ 12.257,19","$ 3.086,34","$ 5.566,58"]
[10462,"Union PVCP  Sch40 d=4\" **","UN",69695.33,"$ 48.231,00","$ 875,14","$ 17.502,85","$ 3.086,34","$ 0,00"]
[10461,"Union PVCP  Sch40 d=6\" **","UN",32987.31,"$ 0,00","$ 1.226,58","$ 24.531,69","$ 3.086,34","$ 4.142,70"]
[10469,"Union PVCP  Sch80 d=2 \" **","UN",18257.919999999998,"$ 0,00","$ 612,86","$ 12.257,19","$ 3.086,34","$ 2.301,53"]
[10468,"Union PVCP  Sch80 d=4\" **","UN",21540.35,"$ 0,00","$ 749,63","$ 14.992,55","$ 3.086,34","$ 2.711,83"]
[11346,"Union PVCP Sanitaria d=6\" **","UN",44709.21,"$ 32.330,83","$ 1.125,31","$ 11.253,07","$ 0,00","$ 0,00"]
[16572,"Unión Tubería geodren Ø12\" Pad Advan Edge(Sum+ Ins","UN",63036.99,"$ 53.947,97","$ 432,81","$ 8.656,21","$ 0,00","$ 0,00"]
[16331,"UNIVERSAL ACERO 1 1/4\" (sum+inst)","UN",7271.22,"$ 0,00","$ 346,25","$ 6.924,97","$ 0,00","$ 0,00"]
[14973,"Universal HG  1 1/2\" **","UN",28396.83,"$ 24.811,61","$ 70,30","$ 3.514,92","$ 0,00","$ 0,00"]
[10487,"Universal HG d=1/2\" **","UN",13454.05,"$ 8.860,00","$ 218,76","$ 4.375,29","$ 0,00","$ 0,00"]
[10486,"Universal HG d=2 1/2\" **","UN",48434.89,"$ 31.579,01","$ 802,66","$ 16.053,22","$ 0,00","$ 0,00"]
[14021,"UNIVERSAL PVC 2\"","UN",59576.94,"$ 45.637,45","$ 527,27","$ 10.545,34","$ 2.866,88","$ 0,00"]
[10467,"Universal PVC Sch80 d=4\" **","UN",17991.060000000001,"$ 0,00","$ 749,63","$ 14.992,55","$ 0,00","$ 2.248,88"]
[13310,"UPS (1 KVA) MONOFASICA-ON LINE(Tiempo Resp:6 Min)","UN",70176.210000000006,"$ 0,00","$ 694,81","$ 69.481,40","$ 0,00","$ 0,00"]
[12348,"UPS 15 KVA TRIFASICA CEFE COMETAS","UN",25429519.68,"$ 25.158.659,00","$ 10.509,06","$ 210.181,22","$ 50.170,40","$ 0,00"]
[17174,"UPS de 12 kVA, trifásica","UN",350881.05,"$ 0,00","$ 3.474,07","$ 347.406,98","$ 0,00","$ 0,00"]
[18979,"UPS DE 3 KVA MONOFASICA","UN",2717477.6,"$ 2.694.679,01","$ 1.085,65","$ 21.712,94","$ 0,00","$ 0,00"]
[12713,"UPS ON-LINE CON POLO A TIERRA (10 KVA)**","UN",37867.360000000001,"$ 0,00","$ 3.126,66","$ 34.740,70","$ 0,00","$ 0,00"]
[17656,"UPS ONLINE DE 20 kVA TRIFASICA VOLTAJE DE ENTRADA","UN",21629293.239999998,"$ 21.107.401,10","$ 781,67","$ 521.110,47","$ 0,00","$ 0,00"]
[16273,"UPS-10 KVA  BIFASICA- AUTONOMIA: 8 A10 MINUTOS","UN",7631992.5199999996,"$ 7.361.679,00","$ 10.483,01","$ 209.660,11","$ 50.170,40","$ 0,00"]
[16272,"UPS-20 KVA  BIFASICA- AUTONOMIA: 8 A10 MINUTOS","UN",270313.52,"$ 0,00","$ 10.483,01","$ 209.660,11","$ 50.170,40","$ 0,00"]
[16274,"UPS-6 KVA  BIFASICA- AUTONOMIA: 8 A10 MINUTOS","UN",5875479.5199999996,"$ 5.605.166,00","$ 10.483,01","$ 209.660,11","$ 50.170,40","$ 0,00"]
[18360,"Uvo Ruso/Cissus Rhombifolia EllenDanica Jardineras","M2",90739.71,"$ 56.770,26","$ 1.250,25","$ 25.005,00","$ 7.714,20","$ 0,00"]
[18296,"Uvo Ruso/Cissus Rhombofolia EllenDanica taludesExt","M2",67357.009999999995,"$ 65.055,26","$ 72,87","$ 1.457,46","$ 771,42","$ 0,00"]
[18299,"Uvo Ruso/Cissus Rhombofolia EllenDanica taludesExt","M2",67357.009999999995,"$ 65.055,26","$ 72,87","$ 1.457,46","$ 771,42","$ 0,00"]
[18321,"Uvo Ruso/Cissus Rhombofolia EllenDanicaCubiertVerd","M2",202893.11,"$ 154.799,74","$ 2.393,65","$ 43.013,00","$ 2.686,73","$ 0,00"]
[14576,"V-1 Aluminio+ vidrio lam 4+4mm Col Gim Sur sum+in","UN",0,"$ 0,00","$ 0,00","$ 0,00","$ 0,00","$ 0,00"]
[14587,"V-10  Aluminio+ vidrio lam 4+4mm Col Gim Sur","UN",0,"$ 0,00","$ 0,00","$ 0,00","$ 0,00","$ 0,00"]
[14588,"V-10a y b  Aluminio+ vidrio lam 4+4mm Col Gim Sur","UN",0,"$ 0,00","$ 0,00","$ 0,00","$ 0,00","$ 0,00"]
[14589,"V-11  Aluminio+ vidrio lam 4+4mm Col Gim Sur","UN",0,"$ 0,00","$ 0,00","$ 0,00","$ 0,00","$ 0,00"]
[14590,"V-12 a y b  Aluminio+ vidrio lam 4+4mm Col Gim Sur","UN",0,"$ 0,00","$ 0,00","$ 0,00","$ 0,00","$ 0,00"]
[14591,"V-13  Aluminio+ vidrio lam 4+4mm Col Gim Sur","UN",0,"$ 0,00","$ 0,00","$ 0,00","$ 0,00","$ 0,00"]
[14577,"V-2 Aluminio+ vidrio lam 4+4mm Col Gim Sur sum+in","UN",0,"$ 0,00","$ 0,00","$ 0,00","$ 0,00","$ 0,00"]
[14578,"V-3 Aluminio+ vidrio lam 4+4mm Col Gim Sur sum+in","UN",0,"$ 0,00","$ 0,00","$ 0,00","$ 0,00","$ 0,00"]
[14579,"V-4a V-4b Alum+ vidrio lam 4+4mm Col Gim Sur sum+i","UN",0,"$ 0,00","$ 0,00","$ 0,00","$ 0,00","$ 0,00"]
[14580,"V-5 Alum+ vidrio lam 4+4mm Col Gim Sur sum+i","UN",0,"$ 0,00","$ 0,00","$ 0,00","$ 0,00","$ 0,00"]
[14583,"V-6 a-b Alum+ vidrio lam 4+4mm Col Gim Sur sum+i","UN",0,"$ 0,00","$ 0,00","$ 0,00","$ 0,00","$ 0,00"]
[14582,"V-6 Alum+ vidrio lam 4+4mm Col Gim Sur sum+i","UN",0,"$ 0,00","$ 0,00","$ 0,00","$ 0,00","$ 0,00"]
[14584,"V-7-V7a-b Alum+ vidrio lam 4+4mm Col Gim Sur sum+","UN",0,"$ 0,00","$ 0,00","$ 0,00","$ 0,00","$ 0,00"]
[14585,"V-8 Aluminio+ vidrio lam 4+4mm Col Gim Sur sum+ins","UN",0,"$ 0,00","$ 0,00","$ 0,00","$ 0,00","$ 0,00"]
[14586,"V-9 Aluminio+ vidrio lam 4+4mm Col Gim Sur sum+ins","UN",0,"$ 0,00","$ 0,00","$ 0,00","$ 0,00","$ 0,00"]
[11604,"VALLA 4X12M (S/Especificación IDRD) Sum+Inst","UN",4604746.38,"$ 3.918.373,07","$ 24.030,97","$ 399.869,97","$ 262.472,34","$ 0,00"]
[14667,"VALLA ESP 6X3; angulo de 2\"*2\"*3/16 (SUM + INST)","UN",3089315.41,"$ 2.541.887,01","$ 37.169,92","$ 510.258,48","$ 0,00","$ 0,00"]
[14834,"VALLA ESP 6X3; angulo de 2\"*2\"*3/16(DESM+SUM+INST)","UN",3371609.23,"$ 2.541.887,01","$ 77.143,75","$ 661.635,16","$ 90.943,31","$ 0,00"]
[12705,"valla especial 6x3 (instalac.) solo  Banner","UN",294159.81,"$ 201.644,88","$ 2.468,88","$ 49.377,54","$ 40.668,51","$ 0,00"]
[12699,"valla especial 6x3 (instalac.)solo lámina y Banner","UN",429781.59,"$ 273.072,98","$ 4.216,68","$ 84.333,60","$ 68.158,32","$ 0,00"]
[14643,"VALLA ESPECIAL 6X3 (LAMINA Y VANER) (SUM + INST)","UN",2967821.59,"$ 2.811.112,98","$ 4.216,68","$ 84.333,60","$ 68.158,32","$ 0,00"]
[14812,"VALLA ESPECIAL 6X3 (LAMINA Y VANER)(DESM+SUM+INST)","UN",3250115.41,"$ 2.811.112,98","$ 44.190,51","$ 235.710,28","$ 159.101,63","$ 0,00"]
[14740,"VALLA ESPECIAL 6X3 (SOLO VANER)   (SUM + INST)","UN",943538.81,"$ 851.023,88","$ 2.468,88","$ 49.377,54","$ 40.668,51","$ 0,00"]
[12706,"Valla especial 6x3(Sumin.)solo Banner","UN",649379,"$ 649.379,00","$ 0,00","$ 0,00","$ 0,00","$ 0,00"]
[12700,"Valla especial 6x3(Sumin.)solo lámina y Banner","UN",2538040,"$ 2.538.040,00","$ 0,00","$ 0,00","$ 0,00","$ 0,00"]
[15221,"Valla para Modulos","UN",0,"$ 0,00","$ 0,00","$ 0,00","$ 0,00","$ 0,00"]
[10619,"VALLA TIPO A DIRECCIONAL EN MADERA PARA SENDEROS ECOLOGICOS (Sum+Inst)","UN",2138096.2799999998,"$ 2.036.235,40","$ 5.354,75","$ 92.247,27","$ 4.258,87","$ 0,00"]
[10620,"VALLA TIPO B PANEL DE BIENVENIDA EN MADERA PARA SENDEROS ECOLOGICOS (Sum+Inst)","UN",6851779.04,"$ 6.695.270,27","$ 8.415,60","$ 139.575,43","$ 8.517,74","$ 0,00"]
[10621,"VALLA TIPO C-1 INTERPRETATIVA EN MADERA PARA SENDEROS ECOLOGICOS (Sum+Inst)","UN",2621711.2799999998,"$ 2.519.850,40","$ 5.354,75","$ 92.247,27","$ 4.258,87","$ 0,00"]
[10622,"VALLA TIPO C-2 INTERPRETATIVA EN MADERA PARA SENDEROS ECOLOGICOS (Sum+Inst)","UN",1834618.28,"$ 1.732.757,40","$ 5.354,75","$ 92.247,27","$ 4.258,87","$ 0,00"]
[14357,"Vallas instruccion 3 ejercicios - Suministro","UN",0,"$ 0,00","$ 0,00","$ 0,00","$ 0,00","$ 0,00"]
[19018,"ValvBolaPVCØ3DobleUniversalCometasCRDCSUM+INST","UN",482348.85,"$ 453.264,00","$ 1.384,99","$ 27.699,86","$ 0,00","$ 0,00"]
[13676,"Valvula  de  Alivio Ø 2\"(Agua y Aire) **","UN",552678.9,"$ 533.289,00","$ 2.077,49","$ 17.312,41","$ 0,00","$ 0,00"]
[11345,"Valvula  de Compuerta 6\" **","UN",46913.120000000003,"$ 1.468,03","$ 2.164,05","$ 43.281,04","$ 0,00","$ 0,00"]
[11344,"Valvula  de Retención 6\" **","UN",23033.08,"$ 0,00","$ 451,63","$ 22.581,45","$ 0,00","$ 0,00"]
[15038,"VALVULA  DE VENTILACION 2\"","UN",47961.9,"$ 33.419,47","$ 692,50","$ 13.849,93","$ 0,00","$ 0,00"]
[10921,"Valvula 3\" tipo compuerta elastica extremo liso***","UN",161196.84,"$ 0,00","$ 22.234,05","$ 138.962,79","$ 0,00","$ 0,00"]
[16341,"VALVULA ALIVIO AGUA 1\"X1\" (sum+inst)","UN",92041.4,"$ 1.151,23","$ 4.328,10","$ 86.562,07","$ 0,00","$ 0,00"]
[17235,"VALVULA ANGULAR PARA GABINETE DE 2 1/2\"","UN",55624.79,"$ 0,00","$ 2.648,80","$ 52.975,99","$ 0,00","$ 0,00"]
[14033,"VALVULA ANTIVAN. SANITARIO TIPO PUSH (Sumi.+Intal)","UN",372420.39,"$ 278.435,00","$ 3.895,29","$ 77.905,86","$ 12.184,24","$ 0,00"]
[17083,"VALVULA BALANCEADORA DE FLUJO 1/2\"","UN",22382.93,"$ 2.410,98","$ 391,61","$ 19.580,34","$ 0,00","$ 0,00"]
[17086,"VALVULA BALANCEADORA DE FLUJO 2\"","UN",43335.49,"$ 9.183,64","$ 669,64","$ 33.482,21","$ 0,00","$ 0,00"]
[17084,"VALVULA BALANCEADORA DE FLUJO 3/4\"","UN",22854.91,"$ 2.724,04","$ 394,72","$ 19.736,15","$ 0,00","$ 0,00"]
[13455,"VALVULA BOLA GAS 1 1/2\"","UN",22958.46,"$ 10.163,75","$ 541,01","$ 10.820,26","$ 1.433,44","$ 0,00"]
[13456,"VALVULA BOLA GAS 2\"","UN",177564.49,"$ 160.988,75","$ 721,06","$ 14.421,24","$ 1.433,44","$ 0,00"]
[10720,"Valvula bridada d=3\" tipo compuerta **","UN",774074.02,"$ 727.289,80","$ 2.171,29","$ 43.425,87","$ 1.187,06","$ 0,00"]
[10137,"Valvula bridada d=3\" tipo compuerta importada **","UN",120286.02,"$ 73.501,80","$ 2.171,29","$ 43.425,87","$ 1.187,06","$ 0,00"]
[14987,"VALVULA CHEQUE 1 1/2\" CORTINA  (sum+inst).","UN",15717.32,"$ 1.174,89","$ 692,50","$ 13.849,93","$ 0,00","$ 0,00"]
[14988,"VALVULA CHEQUE 2 1/2\" CORTINA  (sum+inst).","UN",16727.41,"$ 1.276,08","$ 735,78","$ 14.715,55","$ 0,00","$ 0,00"]
[13464,"VALVULA CHEQUE 2\" CORTINA  (sum+inst).","UN",329525.75,"$ 314.437,98","$ 718,47","$ 14.369,30","$ 0,00","$ 0,00"]
[14992,"VALVULA CHEQUE 4\" CORTINA  (sum+inst).","UN",964001.61,"$ 942.652,84","$ 1.016,61","$ 20.332,16","$ 0,00","$ 0,00"]
[15696,"VALVULA CHEQUE Ø 2\" CON CORTINA PERFORADA","UN",16545.95,"$ 367,50","$ 770,40","$ 15.408,05","$ 0,00","$ 0,00"]
[15691,"VALVULA COMPUERTA D:1\" INCLUYE  ACCESORIOS","UN",103694.77,"$ 76.427,72","$ 1.298,43","$ 25.968,62","$ 0,00","$ 0,00"]
[15692,"VALVULA COMPUERTA D:2\" INCLUYE  ACCESORIOS","UN",32542.62,"$ 367,50","$ 1.532,15","$ 30.642,97","$ 0,00","$ 0,00"]
[15694,"VALVULA COMPUERTA D:3\" INCLUYE  ACCESORIOS","UN",34101.870000000003,"$ 472,50","$ 1.601,40","$ 32.027,97","$ 0,00","$ 0,00"]
[15695,"VALVULA COMPUERTA Ø 4\"","UN",37685.18,"$ 1.329,11","$ 1.731,24","$ 34.624,83","$ 0,00","$ 0,00"]
[10132,"Valvula d=1\" de bola para gas **","UN",9620.89,"$ 7.837,71","$ 0,00","$ 1.783,18","$ 0,00","$ 0,00"]
[17853,"VÁLVULA DE AIRE DE DOBLE EFECTO 1\"","UN",25439.82,"$ 682,38","$ 485,44","$ 24.272,00","$ 0,00","$ 0,00"]
[16403,"VALVULA DE ALIVIO ACERO/BRONCE Ø11/2”-200PSI-AGUA","UN",63623.12,"$ 0,00","$ 3.029,67","$ 60.593,45","$ 0,00","$ 0,00"]
[13458,"VALVULA DE BOLA 1/2\" (sum+inst).","UN",22902.39,"$ 18.227,19","$ 0,00","$ 4.675,20","$ 0,00","$ 0,00"]
[13457,"VALVULA DE BOLA 3/4\" (sum+inst).","UN",4894.18,"$ 218,98","$ 0,00","$ 4.675,20","$ 0,00","$ 0,00"]
[16092,"Válvula de bola de 4' (suministro e insta","UN",837380.85,"$ 808.296,00","$ 1.384,99","$ 27.699,86","$ 0,00","$ 0,00"]
[783,"VALVULA DE BOLA P/MEDIDOR","UN",4752.43,"$ 661,63","$ 0,00","$ 4.090,80","$ 0,00","$ 0,00"]
[17129,"VÁLVULA DE BOLA PVC 1 1/2\" (MONORADIAL LISA)","UN",30122.34,"$ 367,49","$ 583,43","$ 29.171,42","$ 0,00","$ 0,00"]
[17134,"VÁLVULA DE BOLA PVC 3\" (MONORADIAL LISA)","UN",246390.82,"$ 191.189,84","$ 1.082,37","$ 54.118,61","$ 0,00","$ 0,00"]
[17138,"VÁLVULA DE BOLA PVC 4\" (MONORADIAL LISA)","UN",59296.92,"$ 3.548,52","$ 1.093,11","$ 54.655,29","$ 0,00","$ 0,00"]
[19169,"Valvula de Compuerta Bronce roscadaØ1/2\"(200psi) Cefe Cometas (Sumnistro e instalación)","UN",72297.460000000006,"$ 45.030,41","$ 1.298,43","$ 25.968,62","$ 0,00","$ 0,00"]
[19174,"Válvula de compuerta Ø1 1/2\"bronce 200psi Cefe Cometas (Suministro+Instalación)","UN",132337.42000000001,"$ 104.685,56","$ 1.323,60","$ 26.328,25","$ 0,00","$ 0,00"]
[19029,"Válvula de compuerta Ø1 1/4\"Bronce(200Psi) Cefe Cometas (Suministro+Instalación.)","UN",185247.07,"$ 157.980,02","$ 1.298,43","$ 25.968,62","$ 0,00","$ 0,00"]
[17233,"VÁLVULA DE DRENAJE Y PRUEBA 1 1/2\"","UN",64337.68,"$ 6.858,73","$ 1.127,04","$ 56.351,91","$ 0,00","$ 0,00"]
[18795,"VÁLVULA DE DRENAJE Y PRUEBA 1 1/2\"","UN",66794.52,"$ 6.807,00","$ 2.856,55","$ 57.130,97","$ 0,00","$ 0,00"]
[18641,"VÁLVULA DE DRENAJE Y PRUEBA 3\"","UN",801038.73,"$ 609.490,12","$ 9.121,36","$ 182.427,25","$ 0,00","$ 0,00"]
[16417,"VALVULA DE GLOBO Ø1”- (200PSI)","UN",58738.400000000001,"$ 22.382,33","$ 1.731,24","$ 34.624,83","$ 0,00","$ 0,00"]
[16416,"VALVULA DE GLOBO Ø2”- (200PSI)","UN",95094.47,"$ 22.382,33","$ 3.462,48","$ 69.249,66","$ 0,00","$ 0,00"]
[16415,"VALVULA DE GLOBO Ø21/2” (200PSI)","UN",687156.88,"$ 614.444,74","$ 3.462,48","$ 69.249,66","$ 0,00","$ 0,00"]
[17534,"VALVULA DE LIBERACIÓN DE VACIO - Piscina","UN",2009570.5,"$ 1.963.934,63","$ 2.173,14","$ 43.462,73","$ 0,00","$ 0,00"]
[16407,"VALVULA DE PASO DIRECTO (1 1/2\") TIPO PESADA","UN",206953.49,"$ 170.597,42","$ 1.731,24","$ 34.624,83","$ 0,00","$ 0,00"]
[17078,"VALVULA DE PASO DIRECTO 2 1/2\" TIPO PESADA","UN",474932.04,"$ 410.472,73","$ 3.069,49","$ 61.389,82","$ 0,00","$ 0,00"]
[17077,"VALVULA DE PASO DIRECTO 2\" TIPO PESADA","UN",307728.02,"$ 271.371,95","$ 1.731,24","$ 34.624,83","$ 0,00","$ 0,00"]
[14989,"VALVULA DE PIE DE 4\" - CANASTILLA-BRONCE  (sum+in","UN",1053672.55,"$ 1.040.766,15","$ 614,59","$ 12.291,81","$ 0,00","$ 0,00"]
[14990,"VALVULA DE PIE DE 6\" - CANASTILLA-BRONCE  (sum+in","UN",2204416.15,"$ 2.145.114,02","$ 2.823,91","$ 56.478,22","$ 0,00","$ 0,00"]
[15751,"VALVULA DE PIE EN ACERO INOXIDABLE 11/2\" (Sum+Inst","UN",28034.18,"$ 767,13","$ 1.298,43","$ 25.968,62","$ 0,00","$ 0,00"]
[15754,"VALVULA DE PIE EN ACERO INOXIDABLE 21/2\" (Sum+Inst","UN",28110.89,"$ 843,84","$ 1.298,43","$ 25.968,62","$ 0,00","$ 0,00"]
[16388,"VALVULA DE VASTAGO ASCENDENTE TIPO OS&Y  UL/FM 6”","UN",2011073.9,"$ 1.889.887,00","$ 0,00","$ 121.186,90","$ 0,00","$ 0,00"]
[16390,"VALVULA EXPULSADORA DE AIRE Ø3/4”(BRONCE)-300PSI","UN",69500.47,"$ 42.233,42","$ 1.298,43","$ 25.968,62","$ 0,00","$ 0,00"]
[17231,"VÁLVULA EXPULSORA DE AIRE 3/4\"","UN",45864.47,"$ 7.068,39","$ 760,71","$ 38.035,37","$ 0,00","$ 0,00"]
[15869,"Valvula Flotador Rosc3\" Bron(Desm+Sum+Inst)SinAcce","UN",1057498.99,"$ 1.033.594,88","$ 1.138,29","$ 22.765,82","$ 0,00","$ 0,00"]
[15015,"Valvula Flotador Roscada d=1\" Bronce","UN",80915,"$ 76.370,49","$ 216,41","$ 4.328,10","$ 0,00","$ 0,00"]
[14967,"Valvula Flotador Roscada d=3\" Bronce **","UN",1126453.33,"$ 1.102.821,88","$ 1.125,31","$ 22.506,14","$ 0,00","$ 0,00"]
[14462,"Valvula Institu. Orinal Antivandalica (sum+Inst)","UN",355700.26,"$ 325.337,99","$ 865,62","$ 17.312,41","$ 12.184,24","$ 0,00"]
[14461,"Valvula Institu. Sanitario Antivan - Colis Gim Sur","UN",362314.73,"$ 349.925,00","$ 242,37","$ 12.118,69","$ 28,67","$ 0,00"]
[17865,"VÁLVULA MARIPOSA 6\"","UN",1263269.6399999999,"$ 1.198.003,23","$ 1.279,73","$ 63.986,68","$ 0,00","$ 0,00"]
[13274,"VALVULA MARIPOSA EXTREMO RANURADO DE 4\"***","UN",878119.62,"$ 803.776,65","$ 1.457,71","$ 72.885,26","$ 0,00","$ 0,00"]
[16367,"VALVULA MARIPOSA EXTREMO RANURADO UL/FM","UN",1119821.72,"$ 756.261,03","$ 17.312,41","$ 346.248,28","$ 0,00","$ 0,00"]
[16343,"VALVULA MARIPOSA EXTREMO RANURADO UL/FM 2”Pmin(175","UN",128397.48,"$ 1.151,23","$ 6.059,35","$ 121.186,90","$ 0,00","$ 0,00"]
[16344,"VALVULA MARIPOSA EXTREMO RANURADO UL/FM 21/2”Pmin(","UN",128397.48,"$ 1.151,23","$ 6.059,35","$ 121.186,90","$ 0,00","$ 0,00"]
[16340,"VALVULA MARIPOSA EXTREMO RANURADO UL/FM 6\" (sum+in","UN",1643961.53,"$ 1.462.264,00","$ 8.652,26","$ 173.045,27","$ 0,00","$ 0,00"]
[19156,"Válvula Mariposa PVC Ø6\" CRDC COMETAS SUM+INST","UN",528241.75,"$ 457.079,19","$ 3.388,69","$ 67.773,87","$ 0,00","$ 0,00"]
[14464,"Valvula Mezcladora para Ducha - Col Gim Sur","UN",12757.23,"$ 367,50","$ 242,37","$ 12.118,69","$ 28,67","$ 0,00"]
[17830,"VÁLVULA PASO DIRECTO 3\"","UN",862196.06,"$ 801.167,73","$ 1.196,63","$ 59.831,70","$ 0,00","$ 0,00"]
[17828,"VÁLVULA PASO DIRECTO 3/4\"","UN",25503.52,"$ 728,41","$ 485,79","$ 24.289,32","$ 0,00","$ 0,00"]
[17116,"VÁLVULA PASO DIRECTO 4\"","UN",1643888.08,"$ 1.578.621,67","$ 1.279,73","$ 63.986,68","$ 0,00","$ 0,00"]
[15584,"VALVULA PRUEBA-DRENAJE 1\" BRONCE","UN",39462.400000000001,"$ 1.375,09","$ 3.462,48","$ 34.624,83","$ 0,00","$ 0,00"]
[12475,"Valvula Selenoide 2\" (Sum+Inst)**","UN",1138765.23,"$ 937.621,10","$ 8.685,17","$ 173.703,49","$ 18.755,47","$ 0,00"]
[17884,"VÁLVULA TIPO BOLA GAS 1 1/4\"","UN",37569.71,"$ 777,36","$ 1.752,02","$ 35.040,33","$ 0,00","$ 0,00"]
[17309,"VÁLVULA TIPO BOLA GAS 1/2\"","UN",24737.66,"$ 262,75","$ 479,90","$ 23.995,01","$ 0,00","$ 0,00"]
[16368,"VALVULA TIPO BOLA LISTADA 3\" (sum+inst).","UN",128585.86,"$ 1.339,61","$ 6.059,35","$ 121.186,90","$ 0,00","$ 0,00"]
[16365,"VALVULA VASTAGO ASCENDENTE TIPO OS&Y UL/FM","UN",1827482.84,"$ 1.463.922,15","$ 17.312,41","$ 346.248,28","$ 0,00","$ 0,00"]
[18597,"Valvula.Filtro.Motobomba.Intercambia22a26+28VerDes","UN",0,"$ 0,00","$ 0,00","$ 0,00","$ 0,00","$ 0,00"]
[16349,"ValvulaAngularDrenaje/pruebaVictaulicRosc1\"(175psi","UN",182955.24,"$ 1.174,89","$ 8.656,21","$ 173.124,14","$ 0,00","$ 0,00"]
[18624,"ValvulaCompuertaVastagoAscendenteØ10\"S/EspecifiCDR","UN",55417.599999999999,"$ 526,14","$ 2.619,81","$ 52.271,64","$ 0,00","$ 0,00"]
[18572,"ValvulaCompuertaVastagoAscendenteØ8\"S/EspecifiCDRC","UN",24286.81,"$ 232,45","$ 1.151,38","$ 22.902,97","$ 0,00","$ 0,00"]
[524,"VALVULAS LAVADERO 2\"","UN",7120.8,"$ 108,00","$ 0,00","$ 7.012,80","$ 0,00","$ 0,00"]
[19192,"VálvulaSelenoideBronce1\"24Vol.CerradaUsoGeneraL  Cefe Cometas (Suministro e instalación)","UN",1177210.69,"$ 1.166.303,87","$ 519,37","$ 10.387,45","$ 0,00","$ 0,00"]
[17939,"VARIADOR DE FRECUENCIA 1 H.P. @ 208/3/60","UN",4131645.53,"$ 3.245.773,00","$ 41.160,52","$ 823.210,41","$ 21.501,60","$ 0,00"]
[17941,"VARIADOR DE FRECUENCIA 1.5 H.P.@ 208/3/60","UN",893804.53,"$ 7.932,00","$ 41.160,52","$ 823.210,41","$ 21.501,60","$ 0,00"]
[17943,"VARIADOR DE FRECUENCIA 10 H.P.","UN",893804.53,"$ 7.932,00","$ 41.160,52","$ 823.210,41","$ 21.501,60","$ 0,00"]
[17912,"VARIADOR DE FRECUENCIA 15 H.P.@ 208/3/60","UN",893804.53,"$ 7.932,00","$ 41.160,52","$ 823.210,41","$ 21.501,60","$ 0,00"]
[17942,"VARIADOR DE FRECUENCIA 5 H.P.","UN",6675738.5300000003,"$ 5.789.866,00","$ 41.160,52","$ 823.210,41","$ 21.501,60","$ 0,00"]
[14999,"Varilla Cobre 2.40m (5/8\") Suministro  e Instalación","UN",234925.94,"$ 185.681,00","$ 2.345,00","$ 46.899,94","$ 0,00","$ 0,00"]
[14713,"VARILLA DE 3/4 ROSCADA 1 MTS    (SUM + INST)","UN",38999.69,"$ 22.930,79","$ 4.497,22","$ 5.121,20","$ 6.450,48","$ 0,00"]
[14872,"VARILLA DE 3/4 ROSCADA 1 MTS(DESM+SUM+INST)","UN",46903.34,"$ 22.930,79","$ 8.602,11","$ 8.059,90","$ 7.310,54","$ 0,00"]
[11597,"Vegetación Arbustiva Rastrera(SiembTier.Abonad)**","M2",30935.67,"$ 14.327,04","$ 643,95","$ 12.879,00","$ 3.085,68","$ 0,00"]
[14719,"Vent Alum Tub4\"x1.3/4\"Corred Vid Lam 3+3 SquashUDS","M2",0,"$ 0,00","$ 0,00","$ 0,00","$ 0,00","$ 0,00"]
[11364,"Ventana Alum 1.4X1.6 Sist.Proyect Vidrio 6mmTemp**","UN",106430.71,"$ 25.680,63","$ 0,00","$ 80.750,08","$ 0,00","$ 0,00"]
[14715,"Ventana Alum Tub.4\"x1.3/4\" Vid Lam 3+3 Squash UDS","M2",0,"$ 0,00","$ 0,00","$ 0,00","$ 0,00","$ 0,00"]
[12619,"VENTANA ALUMINIO CORREDIZ. 1.63X1.6+VIDRIO INC. 5M","UN",0,"$ 0,00","$ 0,00","$ 0,00","$ 0,00","$ 0,00"]
[12620,"VENTANA ALUMINIO CORREDIZ. 1.94X1.8+VIDRIO INC.5MM","UN",0,"$ 0,00","$ 0,00","$ 0,00","$ 0,00","$ 0,00"]
[12610,"VENTANA ALUMINIO CORREDIZA1.5X0.9+VIDRIO INC.5mm","UN",0,"$ 0,00","$ 0,00","$ 0,00","$ 0,00","$ 0,00"]
[12611,"VENTANA ALUMINIO CORREDIZA1.8X0.9+VIDRIO INC.5mm","UN",0,"$ 0,00","$ 0,00","$ 0,00","$ 0,00","$ 0,00"]
[614,"VENTANA ALUMINIO CORREDIZAS","M2",23376,"$ 0,00","$ 0,00","$ 23.376,00","$ 0,00","$ 0,00"]
[14391,"VENTANA ALUMINIO CORREDIZAS 50-20","M2",23376,"$ 0,00","$ 0,00","$ 23.376,00","$ 0,00","$ 0,00"]
[613,"VENTANA ALUMINIO ECONOMICA","M2",23376,"$ 0,00","$ 0,00","$ 23.376,00","$ 0,00","$ 0,00"]
[12618,"VENTANA ALUMINIO FIJA1.6X0.6+VIDRIO INC. 5MM.**","UN",0,"$ 0,00","$ 0,00","$ 0,00","$ 0,00","$ 0,00"]
[12612,"VENTANA ALUMINIO FIJA1.8X2.19+VIDRIO.**","M2",0,"$ 0,00","$ 0,00","$ 0,00","$ 0,00","$ 0,00"]
[616,"VENTANA ALUMINIO FIJAS","M2",193308.01,"$ 169.932,01","$ 0,00","$ 23.376,00","$ 0,00","$ 0,00"]
[615,"VENTANA ALUMINIO GUILLOTINA","M2",24237.38,"$ 0,00","$ 0,00","$ 24.237,38","$ 0,00","$ 0,00"]
[13230,"VENTANA ALUMINIO PROY. 3831+VIDRIO DE SEGURIDA 6mm","M2",24964.5,"$ 0,00","$ 727,12","$ 24.237,38","$ 0,00","$ 0,00"]
[15042,"VENTANA ALUMINIO PROY.3831 TIPO PERSIANA","M2",0,"$ 0,00","$ 0,00","$ 0,00","$ 0,00","$ 0,00"]
[15050,"VENTANA ALUMINIO PROY.3831+Policarbon.8mm+rejilla","M2",0,"$ 0,00","$ 0,00","$ 0,00","$ 0,00","$ 0,00"]
[16544,"VENTANA ALUMINIO PROY.3831+VIDRIO LAM 3+3mm","M2",32456.959999999999,"$ 592,00","$ 5.980,00","$ 25.884,96","$ 0,00","$ 0,00"]
[15039,"VENTANA ALUMINIO PROY.3831+VIDRIO LAM 4+4mm+rejill","M2",287021,"$ 287.021,00","$ 0,00","$ 0,00","$ 0,00","$ 0,00"]
[15040,"VENTANA ALUMINIO PROY.3831+VIDRIO LAM 4+4mmbascula","M2",0,"$ 0,00","$ 0,00","$ 0,00","$ 0,00","$ 0,00"]
[15068,"VENTANA ALUMINIO PROY.3831+VIDRIO LAM 4+4mmplegabl","M2",0,"$ 0,00","$ 0,00","$ 0,00","$ 0,00","$ 0,00"]
[17489,"Ventana Aluminio V-02(46.85x3.10m)+Vidrio s/Des.Te","UN",0,"$ 0,00","$ 0,00","$ 0,00","$ 0,00","$ 0,00"]
[17490,"Ventana Aluminio V-03(27.65x3.60m)+Vidrios/Des.Tec","UN",0,"$ 0,00","$ 0,00","$ 0,00","$ 0,00","$ 0,00"]
[17491,"Ventana Aluminio V-04(37.25x3.60m)+Vidrios/Des.Tec","UN",0,"$ 0,00","$ 0,00","$ 0,00","$ 0,00","$ 0,00"]
[17163,"Ventana Aluminio V-05(4.54x2.35m)+Vidrio s/Des.Tec","UN",0,"$ 0,00","$ 0,00","$ 0,00","$ 0,00","$ 0,00"]
[17164,"Ventana Aluminio V-06(3.74x2.35m)+Vidrio s/Des.Tec","UN",0,"$ 0,00","$ 0,00","$ 0,00","$ 0,00","$ 0,00"]
[17165,"Ventana Aluminio V-07(1.80x2.35m)+Vidrio s/Des.Tec","UN",0,"$ 0,00","$ 0,00","$ 0,00","$ 0,00","$ 0,00"]
[17166,"Ventana Aluminio V-08(45.29x3.30m)+Vidrio s/Des.T","UN",0,"$ 0,00","$ 0,00","$ 0,00","$ 0,00","$ 0,00"]
[17183,"Ventana Aluminio V-09(1.20x2.85m)+Vidrio s/Des.Te","UN",0,"$ 0,00","$ 0,00","$ 0,00","$ 0,00","$ 0,00"]
[17247,"Ventana Aluminio V-10(11.00x3.30m)+Vidrio s/Des.Te","UN",0,"$ 0,00","$ 0,00","$ 0,00","$ 0,00","$ 0,00"]
[17252,"Ventana Aluminio V-11(27.14x2.30m)+Vidrio s/Des.Te","UN",0,"$ 0,00","$ 0,00","$ 0,00","$ 0,00","$ 0,00"]
[17254,"Ventana Aluminio V-12(8.40x3.20m)+Vidrio s/Des.Te","UN",0,"$ 0,00","$ 0,00","$ 0,00","$ 0,00","$ 0,00"]
[17256,"Ventana Aluminio V-13(3.93x3.30m)+Vidrio s/Des.Tec","UN",0,"$ 0,00","$ 0,00","$ 0,00","$ 0,00","$ 0,00"]
[17257,"Ventana Aluminio V-14(2.98x3.30m)+Vidrio s/Des.Tec","UN",0,"$ 0,00","$ 0,00","$ 0,00","$ 0,00","$ 0,00"]
[17258,"Ventana Aluminio V-15(3.82x2.00m)+Vidrio s/Des.Tec","UN",0,"$ 0,00","$ 0,00","$ 0,00","$ 0,00","$ 0,00"]
[17259,"Ventana Aluminio V-16(2.00x2.30m)+Vidrio s/Des.Tec","UN",0,"$ 0,00","$ 0,00","$ 0,00","$ 0,00","$ 0,00"]
[17260,"Ventana Aluminio V-17(2.75x0.70m)+Vidrio s/Des.Tec","UN",0,"$ 0,00","$ 0,00","$ 0,00","$ 0,00","$ 0,00"]
[17261,"Ventana Aluminio V-18(2.30x3.20m)+Vidrio s/Des.Tec","UN",0,"$ 0,00","$ 0,00","$ 0,00","$ 0,00","$ 0,00"]
[17262,"Ventana Aluminio V-19(0.70x1.35m)+Vidrio s/Des.Tec","UN",0,"$ 0,00","$ 0,00","$ 0,00","$ 0,00","$ 0,00"]
[17274,"Ventana Aluminio V-20(4.10x0.70m)Persiana s/Des.Te","UN",1119432,"$ 1.119.432,00","$ 0,00","$ 0,00","$ 0,00","$ 0,00"]
[17276,"Ventana Aluminio V-21(8.90x0.65m)Persiana s/Des.Te","UN",0,"$ 0,00","$ 0,00","$ 0,00","$ 0,00","$ 0,00"]
[17278,"Ventana Aluminio V-22(8.50x1.10m)Persiana s/Des.Te","UN",0,"$ 0,00","$ 0,00","$ 0,00","$ 0,00","$ 0,00"]
[17279,"Ventana Aluminio V-23(9.05x0.65m)Persiana s/Des.Te","UN",0,"$ 0,00","$ 0,00","$ 0,00","$ 0,00","$ 0,00"]
[17281,"Ventana Aluminio V-24(8.20x1.10m)+vidrio s/Des.Te","UN",0,"$ 0,00","$ 0,00","$ 0,00","$ 0,00","$ 0,00"]
[17284,"Ventana Aluminio V-25(8.50x0.70m)Persiana s/Des.Te","UN",0,"$ 0,00","$ 0,00","$ 0,00","$ 0,00","$ 0,00"]
[17285,"Ventana Aluminio V-26(4.66x0.70m)Persiana s/Des.Te","UN",0,"$ 0,00","$ 0,00","$ 0,00","$ 0,00","$ 0,00"]
[17288,"Ventana Aluminio V-27(8.85x0.65m)Persiana s/Des.Te","UN",0,"$ 0,00","$ 0,00","$ 0,00","$ 0,00","$ 0,00"]
[17319,"Ventana Aluminio V-28(8.41x0.70m)Persiana s/Descri","UN",0,"$ 0,00","$ 0,00","$ 0,00","$ 0,00","$ 0,00"]
[17321,"Ventana Aluminio V-29(4.65x2.64m)+Vidrio s/Descri","UN",0,"$ 0,00","$ 0,00","$ 0,00","$ 0,00","$ 0,00"]
[17322,"Ventana Aluminio V-30(23.62x0.65m)+Persiana s/Desc","UN",0,"$ 0,00","$ 0,00","$ 0,00","$ 0,00","$ 0,00"]
[17326,"Ventana Aluminio V-31(31.53x0.65m)+Persiana s/Desc","UN",0,"$ 0,00","$ 0,00","$ 0,00","$ 0,00","$ 0,00"]
[17329,"Ventana Aluminio V-32(19.04x0.65m)+Persiana s/Desc","UN",0,"$ 0,00","$ 0,00","$ 0,00","$ 0,00","$ 0,00"]
[17330,"Ventana Aluminio V-33(7.75x0.65m)+Persiana s/Desc","UN",0,"$ 0,00","$ 0,00","$ 0,00","$ 0,00","$ 0,00"]
[17331,"Ventana Aluminio V-34(8.40x0.65m)+Persiana s/Desc","UN",0,"$ 0,00","$ 0,00","$ 0,00","$ 0,00","$ 0,00"]
[17332,"Ventana Aluminio V-35(0.92x2.40m)+Vidrio s/Desc","UN",0,"$ 0,00","$ 0,00","$ 0,00","$ 0,00","$ 0,00"]
[17334,"Ventana Aluminio V-36(8.50x1.10m)+Vidrio s/Desc","UN",0,"$ 0,00","$ 0,00","$ 0,00","$ 0,00","$ 0,00"]
[17790,"Ventana Aluminio V-37(28.31x3.30m)+Vidrio-s/Desc","UN",0,"$ 0,00","$ 0,00","$ 0,00","$ 0,00","$ 0,00"]
[17496,"Ventana Aluminio V-37(29.31x3.30m)+Vidrio s/Desc","UN",0,"$ 0,00","$ 0,00","$ 0,00","$ 0,00","$ 0,00"]
[17336,"Ventana Aluminio V-38(2.11x0.70m)Persiana s/Desc","UN",0,"$ 0,00","$ 0,00","$ 0,00","$ 0,00","$ 0,00"]
[17337,"Ventana Aluminio V-39(3.87x0.70m)Persiana s/Desc","UN",0,"$ 0,00","$ 0,00","$ 0,00","$ 0,00","$ 0,00"]
[17339,"Ventana Aluminio V-40(1.00x0.70m)Persiana s/Desc","UN",0,"$ 0,00","$ 0,00","$ 0,00","$ 0,00","$ 0,00"]
[17335,"Ventana Aluminio V-41(3.00x3.20m)+Vidrios/Desc","UN",0,"$ 0,00","$ 0,00","$ 0,00","$ 0,00","$ 0,00"]
[17340,"Ventana Aluminio V-42(3.88x3.20m)+Vidrios/Desc","UN",0,"$ 0,00","$ 0,00","$ 0,00","$ 0,00","$ 0,00"]
[17349,"Ventana Aluminio V-43(0.92x2.40m)+Vidrios/Desc","UN",0,"$ 0,00","$ 0,00","$ 0,00","$ 0,00","$ 0,00"]
[17350,"Ventana Aluminio V-44(0.83x2.40m)+Vidrios/Desc","UN",0,"$ 0,00","$ 0,00","$ 0,00","$ 0,00","$ 0,00"]
[17502,"Ventana Aluminio V-45(23.55x0.65m)PersianaS/Espec","UN",0,"$ 0,00","$ 0,00","$ 0,00","$ 0,00","$ 0,00"]
[17505,"Ventana Aluminio V-46(1.97x3.30m)+VidrioS/Espec","UN",0,"$ 0,00","$ 0,00","$ 0,00","$ 0,00","$ 0,00"]
[17507,"Ventana Aluminio V-47(4.30x0.50m)PersianaS/Espec","UN",0,"$ 0,00","$ 0,00","$ 0,00","$ 0,00","$ 0,00"]
[17508,"Ventana Aluminio V-48(4.23x0.70m)PersianaS/Espec","UN",0,"$ 0,00","$ 0,00","$ 0,00","$ 0,00","$ 0,00"]
[17510,"Ventana Aluminio V-49(1.70x0.95m)+VidrioS/Espec","UN",0,"$ 0,00","$ 0,00","$ 0,00","$ 0,00","$ 0,00"]
[17153,"Ventana AluminioV-01(56.45x3.10m)+Vidriocs/Des.tec","UN",0,"$ 0,00","$ 0,00","$ 0,00","$ 0,00","$ 0,00"]
[18686,"Ventana en Aluminio Modular FijaVidrio4+4-S/Descri","M2",1247.9100000000001,"$ 25,16","$ 23,98","$ 1.198,78","$ 0,00","$ 0,00"]
[18618,"Ventana en Aluminio Modular FijaVidrio6+6-S/Descri","M2",1247.9100000000001,"$ 25,16","$ 23,98","$ 1.198,78","$ 0,00","$ 0,00"]
[592,"VENTANA EN CEDRO  ACHAPO TAB/BU 15mm","M2",66106.53,"$ 46.912,70","$ 376,35","$ 18.817,48","$ 0,00","$ 0,00"]
[595,"VENTANA EN CEDRO  ACHAPO TAB/CH 15mm","M2",61470.53,"$ 42.276,70","$ 376,35","$ 18.817,48","$ 0,00","$ 0,00"]
[593,"VENTANA EN CEDRO ACHAPO  TAB/CH  8mm","M2",55187.85,"$ 37.913,41","$ 338,71","$ 16.935,73","$ 0,00","$ 0,00"]
[590,"VENTANA EN CEDRO ACHAPOTAB/BU  8mm","M2",55187.85,"$ 37.913,41","$ 338,71","$ 16.935,73","$ 0,00","$ 0,00"]
[594,"VENTANA EN CEDRO CAQUETA TAB/CH 10mm","M2",54642.43,"$ 37.367,99","$ 338,71","$ 16.935,73","$ 0,00","$ 0,00"]
[591,"VENTANA EN CEDROACHAPO TAB/BU 10mm","M2",57914.91,"$ 40.640,47","$ 338,71","$ 16.935,73","$ 0,00","$ 0,00"]
[14390,"Ventana Fija alum mate 38-31 Vidrio laminado 6mm","M2",23376,"$ 0,00","$ 0,00","$ 23.376,00","$ 0,00","$ 0,00"]
[690,"VENTANA LAMINA ALCOBAS 1.20X1.40","UN",34594.79,"$ 24.075,59","$ 0,00","$ 10.519,20","$ 0,00","$ 0,00"]
[691,"VENTANA LAMINA BAÑOS 0.60X0.60","UN",19097.52,"$ 9.630,24","$ 0,00","$ 9.467,28","$ 0,00","$ 0,00"]
[10172,"Ventana Lamina cal 20 anclado con patas**","M2",49414.7,"$ 0,00","$ 0,00","$ 49.414,70","$ 0,00","$ 0,00"]
[693,"VENTANA LAMINA COCINA 0.90X1.20","UN",22541.360000000001,"$ 12.840,32","$ 0,00","$ 9.701,04","$ 0,00","$ 0,00"]
[675,"VENTANA LAMINA COMEDOR Y SALON 1.5X1.8","UN",36316.71,"$ 25.680,63","$ 0,00","$ 10.636,08","$ 0,00","$ 0,00"]
[617,"VENTANA LAMINA Des..23","M2",121905.15,"$ 115.319,03","$ 0,00","$ 6.586,12","$ 0,00","$ 0,00"]
[618,"VENTANA LAMINA Des..31","M2",159176.54,"$ 152.590,42","$ 0,00","$ 6.586,12","$ 0,00","$ 0,00"]
[619,"VENTANA LAMINA Des..38","M2",188077.51,"$ 181.491,39","$ 0,00","$ 6.586,12","$ 0,00","$ 0,00"]
[10976,"VENTANA LAMINA Des..38 inc. Esmalte","M2",283405.5,"$ 185.724,67","$ 0,00","$ 9.727,40","$ 0,00","$ 87.953,43"]
[12334,"VENTANA MARC. ALUM.BLANCO MATE 0.60X0.40M","UN",40034.18,"$ 0,00","$ 5.221,85","$ 34.812,33","$ 0,00","$ 0,00"]
[18688,"Ventana Modular FijaFalsoFlotado(S/Descripctec)","M2",1247.9100000000001,"$ 25,16","$ 23,98","$ 1.198,78","$ 0,00","$ 0,00"]
[17025,"Ventana V-02(46.85X3.10m)CRD(S/Especificacio","UN",18351.150000000001,"$ 173,12","$ 865,62","$ 17.312,41","$ 0,00","$ 0,00"]
[17031,"Ventana V-03(27.65X3.60m)CRD(S/Especificacio","UN",18351.150000000001,"$ 173,12","$ 865,62","$ 17.312,41","$ 0,00","$ 0,00"]
[17036,"Ventana V-04(37.25X3.60m)CRD(S/Especificacio","UN",18351.150000000001,"$ 173,12","$ 865,62","$ 17.312,41","$ 0,00","$ 0,00"]
[17042,"Ventana V-37(29.31X3.30m)CRD(S/Especificacion","UN",91755.79,"$ 865,62","$ 4.328,10","$ 86.562,07","$ 0,00","$ 0,00"]
[17022,"Ventana V-50(3.92X7.05m)CRD(S/Especificacio","UN",0,"$ 0,00","$ 0,00","$ 0,00","$ 0,00","$ 0,00"]
[13051,"VentanaTipoPersiana lám.cal.18 (h=0.4a0.55)NO USAR","M2",798231.11,"$ 728.018,63","$ 8.509,27","$ 59.682,06","$ 2.021,15","$ 0,00"]
[17917,"VentanaV-001(7.25*4.43m)Perf.Aluminio-S/Especifica","UN",0,"$ 0,00","$ 0,00","$ 0,00","$ 0,00","$ 0,00"]
[17918,"VentanaV-002(2.73*3.20m)Perf.Aluminio-S/Especifica","UN",0,"$ 0,00","$ 0,00","$ 0,00","$ 0,00","$ 0,00"]
[17919,"VentanaV-003(2.77*3.20m)Perf.Aluminio-S/Especific","UN",0,"$ 0,00","$ 0,00","$ 0,00","$ 0,00","$ 0,00"]
[17920,"VentanaV-004(3.00*3.20m)Perf.Aluminio-S/Especifica","UN",0,"$ 0,00","$ 0,00","$ 0,00","$ 0,00","$ 0,00"]
[17921,"VentanaV-005(3.97*3.20m)Perf.Aluminio-S/Especifica","UN",0,"$ 0,00","$ 0,00","$ 0,00","$ 0,00","$ 0,00"]
[17922,"VentanaV-006(7.00*3.20m)Perf.Aluminio-S/Especifica","UN",0,"$ 0,00","$ 0,00","$ 0,00","$ 0,00","$ 0,00"]
[17923,"VentanaV-007(16.20*3.20m)Perf.Aluminio-S/Especific","UN",0,"$ 0,00","$ 0,00","$ 0,00","$ 0,00","$ 0,00"]
[17925,"VentanaV-008(15.55*3.20m)Perf.Aluminio-S/Especific","UN",0,"$ 0,00","$ 0,00","$ 0,00","$ 0,00","$ 0,00"]
[17927,"VentanaV-009(6.53*4.95m)Perf.Aluminio-S/Especifica","UN",0,"$ 0,00","$ 0,00","$ 0,00","$ 0,00","$ 0,00"]
[17928,"VentanaV-010(3.87*4.95m)Perf.Aluminio-S/Especifica","UN",0,"$ 0,00","$ 0,00","$ 0,00","$ 0,00","$ 0,00"]
[17929,"VentanaV-011(20.13*VARIABLE)Perf.Aluminio-S/Especi","UN",0,"$ 0,00","$ 0,00","$ 0,00","$ 0,00","$ 0,00"]
[17930,"VentanaV-012(4.65*3.20)Perf.Aluminio-S/Especificac","UN",0,"$ 0,00","$ 0,00","$ 0,00","$ 0,00","$ 0,00"]
[17952,"VentanaV-013(0.45*3.20)Perf.Aluminio-S/Especificac","UN",0,"$ 0,00","$ 0,00","$ 0,00","$ 0,00","$ 0,00"]
[17953,"VentanaV-014(12.60*3.20)Perf.Aluminio-S/Especifica","UN",0,"$ 0,00","$ 0,00","$ 0,00","$ 0,00","$ 0,00"]
[17954,"VentanaV-015(6.80*3.20)Perf.Aluminio-S/Especificac","UN",0,"$ 0,00","$ 0,00","$ 0,00","$ 0,00","$ 0,00"]
[17955,"VentanaV-016(7.46*3.20)Perf.AluminioS/Especificac","UN",0,"$ 0,00","$ 0,00","$ 0,00","$ 0,00","$ 0,00"]
[17957,"VentanaV-017(6.35*3.20)Perf.Aluminio-FontnarS/Esp","UN",0,"$ 0,00","$ 0,00","$ 0,00","$ 0,00","$ 0,00"]
[17958,"VentanaV-018(5.50*3.20)Perf.Aluminio-S/Especificac","UN",0,"$ 0,00","$ 0,00","$ 0,00","$ 0,00","$ 0,00"]
[17959,"VentanaV-019(3.40*3.20)Perf.Aluminio-S/Especificac","UN",0,"$ 0,00","$ 0,00","$ 0,00","$ 0,00","$ 0,00"]
[17960,"VentanaV-020(8.48*3.20)Perf.Aluminio-S/Especificac","UN",0,"$ 0,00","$ 0,00","$ 0,00","$ 0,00","$ 0,00"]
[17961,"VentanaV-021(4.78*3.20)Perf.Aluminio-S/Especificac","UN",0,"$ 0,00","$ 0,00","$ 0,00","$ 0,00","$ 0,00"]
[17962,"VentanaV-022(1.64*3.20)Perf.Aluminio-S/Especificac","UN",0,"$ 0,00","$ 0,00","$ 0,00","$ 0,00","$ 0,00"]
[17963,"VentanaV-023(6.80*3.20)Perf.AluminioS/Especificac","UN",0,"$ 0,00","$ 0,00","$ 0,00","$ 0,00","$ 0,00"]
[17964,"VentanaV-024(19.56*3.20)Perf.Aluminio-S/Especifica","UN",0,"$ 0,00","$ 0,00","$ 0,00","$ 0,00","$ 0,00"]
[17965,"VentanaV-025(4.15*3.20)Perf.Aluminio-S/Especificac","UN",0,"$ 0,00","$ 0,00","$ 0,00","$ 0,00","$ 0,00"]
[17966,"VentanaV-026(9.68*3.20)Perf.Aluminio-S/Especificac","UN",0,"$ 0,00","$ 0,00","$ 0,00","$ 0,00","$ 0,00"]
[17967,"VentanaV-027(8.53*3.20)Perf.Aluminio-S/Especificac","UN",0,"$ 0,00","$ 0,00","$ 0,00","$ 0,00","$ 0,00"]
[17968,"VentanaV-028(7.47*4.43)Perf.Aluminio-S/Especificac","UN",0,"$ 0,00","$ 0,00","$ 0,00","$ 0,00","$ 0,00"]
[17969,"VentanaV-029(7.19*4.43)Perf.Aluminio-S/Especificac","UN",0,"$ 0,00","$ 0,00","$ 0,00","$ 0,00","$ 0,00"]
[17970,"VentanaV-030/072(2.00*1.20)AcusticaPerf.Alum-S/Esp","UN",0,"$ 0,00","$ 0,00","$ 0,00","$ 0,00","$ 0,00"]
[17971,"VentanaV-031(4.01*4.95)Perf.Alum-S/Especificac","UN",0,"$ 0,00","$ 0,00","$ 0,00","$ 0,00","$ 0,00"]
[17973,"VentanaV-032(8.11*4.95)Perf.Alum-S/Especificac","UN",0,"$ 0,00","$ 0,00","$ 0,00","$ 0,00","$ 0,00"]
[17972,"VentanaV-033(4.72*5.55)Perf.Alum-S/Especificac","UN",0,"$ 0,00","$ 0,00","$ 0,00","$ 0,00","$ 0,00"]
[17974,"VentanaV-034(6.02*5.55)Perf.Alum-S/Especificac","UN",0,"$ 0,00","$ 0,00","$ 0,00","$ 0,00","$ 0,00"]
[17975,"VentanaV-035(5.25*5.55)Perf.Alum-S/Especificac","UN",0,"$ 0,00","$ 0,00","$ 0,00","$ 0,00","$ 0,00"]
[17976,"VentanaV-036(4.29*5.55)Perf.Alum-S/Especificac","UN",0,"$ 0,00","$ 0,00","$ 0,00","$ 0,00","$ 0,00"]
[17977,"VentanaV-037(1.77*3.20)Perf.Alum-S/Especificac","UN",0,"$ 0,00","$ 0,00","$ 0,00","$ 0,00","$ 0,00"]
[17978,"VentanaV-038(1.77*3.20)Perf.Alum-S/Especificac","UN",0,"$ 0,00","$ 0,00","$ 0,00","$ 0,00","$ 0,00"]
[17979,"VentanaV-039(1.75*3.20)Perf.Alum-S/Especificac","UN",0,"$ 0,00","$ 0,00","$ 0,00","$ 0,00","$ 0,00"]
[18044,"VentanaV-040(8.9*3m)Perf.Metal(Sum+Inst)S/Especifi","UN",0,"$ 0,00","$ 0,00","$ 0,00","$ 0,00","$ 0,00"]
[17980,"VentanaV-043(60.45*2.57)Perf.Alum-S/Especificac","UN",0,"$ 0,00","$ 0,00","$ 0,00","$ 0,00","$ 0,00"]
[17981,"VentanaV-070(38.90*VARIABLEPerf.Alum-S/Especificac","UN",0,"$ 0,00","$ 0,00","$ 0,00","$ 0,00","$ 0,00"]
[17982,"VentanaV-071(0.52*3.20)Perf.Alum-S/Especificac","UN",0,"$ 0,00","$ 0,00","$ 0,00","$ 0,00","$ 0,00"]
[18045,"VentanaV-41(19.63*3m)Perf.Metal(Sum+Inst)S/Especif","UN",0,"$ 0,00","$ 0,00","$ 0,00","$ 0,00","$ 0,00"]
[18046,"VentanaV-42(24.82*3m)Perf.Metal(Sum+Inst)S/Especif","UN",0,"$ 0,00","$ 0,00","$ 0,00","$ 0,00","$ 0,00"]
[18047,"VentanaV-44(37*10.53m)MuroCortina(Sum+Inst)S/Espec","UN",0,"$ 0,00","$ 0,00","$ 0,00","$ 0,00","$ 0,00"]
[18048,"VentanaV-45(37*7.93m)MuroCortina(Sum+Inst)S/Espec","UN",0,"$ 0,00","$ 0,00","$ 0,00","$ 0,00","$ 0,00"]
[18049,"VentanaV-46(37*6.77m)MuroCortina(Sum+Inst)S/Espec","UN",0,"$ 0,00","$ 0,00","$ 0,00","$ 0,00","$ 0,00"]
[18050,"VentanaV-47(3.5x11.04m)MuroCortina(Sum+Inst)S/Espe","UN",0,"$ 0,00","$ 0,00","$ 0,00","$ 0,00","$ 0,00"]
[18051,"VentanaV-48(3.5x10.53m)MuroCortina(Sum+Inst)S/Esp","UN",0,"$ 0,00","$ 0,00","$ 0,00","$ 0,00","$ 0,00"]
[18052,"VentanaV-49(3.0x1.60m)TubularAcero(Sum+Inst)S/Espe","UN",0,"$ 0,00","$ 0,00","$ 0,00","$ 0,00","$ 0,00"]
[18054,"VentanaV-50(6.0x1.0m)TubularAcero(Sum+Inst)S/Espec","UN",0,"$ 0,00","$ 0,00","$ 0,00","$ 0,00","$ 0,00"]
[18055,"VentanaV-51(2.97x1.6m)TubularAcero(Sum+Inst)S/Espe","UN",0,"$ 0,00","$ 0,00","$ 0,00","$ 0,00","$ 0,00"]
[18066,"VentanaV-52(2.51x2.26m)TubularAcero(Sum+Inst)S/Esp","UN",0,"$ 0,00","$ 0,00","$ 0,00","$ 0,00","$ 0,00"]
[18067,"VentanaV-53(4.5x1.80m)TubularAcero(Sum+Inst)S/Espe","UN",0,"$ 0,00","$ 0,00","$ 0,00","$ 0,00","$ 0,00"]
[18068,"VentanaV-54(4.0x2.1m)TubularAcero(Sum+Inst)S/E","UN",0,"$ 0,00","$ 0,00","$ 0,00","$ 0,00","$ 0,00"]
[18069,"VentanaV-55(6.5x2.25m)TubularAcero(Sum+Inst)S/Espe","UN",0,"$ 0,00","$ 0,00","$ 0,00","$ 0,00","$ 0,00"]
[18071,"VentanaV-56(3.0x1.65m)TubularAcero(Sum+Inst)S/Espe","UN",0,"$ 0,00","$ 0,00","$ 0,00","$ 0,00","$ 0,00"]
[18073,"VentanaV-57(8.0x2.25m)TubularAcero(Sum+Inst)S/Espe","UN",0,"$ 0,00","$ 0,00","$ 0,00","$ 0,00","$ 0,00"]
[18074,"VentanaV-58(2.5x2.25m)TubularAcero(Sum+Inst)S/Espe","UN",0,"$ 0,00","$ 0,00","$ 0,00","$ 0,00","$ 0,00"]
[18075,"VentanaV-59(4.34x1.8m)TubularAcero(Sum+Inst)S/Espe","UN",0,"$ 0,00","$ 0,00","$ 0,00","$ 0,00","$ 0,00"]
[18077,"VentanaV-60(6.0x1.8m)TubularAcero(Sum+Inst)S/Espec","UN",0,"$ 0,00","$ 0,00","$ 0,00","$ 0,00","$ 0,00"]
[18078,"VentanaV-61(1.5x1.81m)TubularAcero(Sum+Inst)S/Espe","UN",0,"$ 0,00","$ 0,00","$ 0,00","$ 0,00","$ 0,00"]
[18079,"VentanaV-62(11x3.17m)TubularAcero(Sum+Inst)S/Espec","UN",0,"$ 0,00","$ 0,00","$ 0,00","$ 0,00","$ 0,00"]
[18080,"VentanaV-63(8x2.74m)TubularAcero(Sum+Inst)S/Especi","UN",0,"$ 0,00","$ 0,00","$ 0,00","$ 0,00","$ 0,00"]
[18082,"VentanaV-64(3.22x3.6m)TubularAcero(Sum+Inst)S/Espe","UN",0,"$ 0,00","$ 0,00","$ 0,00","$ 0,00","$ 0,00"]
[18083,"VentanaV-65(37.09x2.7m)TubularAcero(Sum+Inst)S/Esp","UN",0,"$ 0,00","$ 0,00","$ 0,00","$ 0,00","$ 0,00"]
[18084,"VentanaV-66(3.55x3.0m)MetalDoblePerf(Sum+Ins)S/Esp","UN",0,"$ 0,00","$ 0,00","$ 0,00","$ 0,00","$ 0,00"]
[18086,"VentanaV-67(3.32x3.0m)MetalDoblePerf(Sum+Ins)S/Esp","UN",0,"$ 0,00","$ 0,00","$ 0,00","$ 0,00","$ 0,00"]
[18088,"VentanaV-68(4.86x3.0m)MetalDoblePerf(Sum+Ins)S/Esp","UN",0,"$ 0,00","$ 0,00","$ 0,00","$ 0,00","$ 0,00"]
[18093,"VentanaV-69(14.11x1.55m)TubularAcero(Sum+Inst)S/Es","UN",0,"$ 0,00","$ 0,00","$ 0,00","$ 0,00","$ 0,00"]
[18485,"VentanaVidrioLaminadoTemplado6+5ButiralPolivinilo","M2",356062.15,"$ 290.583,08","$ 9.490,36","$ 32.247,62","$ 23.741,10","$ 0,00"]
[10052,"VentanaVidrioTemplado10mm marco acero inox cal18**","M2",557756.64,"$ 411.381,12","$ 40.831,97","$ 31.239,30","$ 23.741,10","$ 50.563,15"]
[18532,"VentanaVidrioTemplado8mmPerf.aluminioAnodizadoNatu","M2",184784.15,"$ 119.305,08","$ 9.490,36","$ 32.247,62","$ 23.741,10","$ 0,00"]
[10053,"VentanaVidrioTempladoDoble10mm marcoAceroInoxid**","M2",2251068.48,"$ 1.950.755,52","$ 40.831,97","$ 31.239,30","$ 23.741,10","$ 204.500,59"]
[13333,"VENTILACION TIPO STUDOR**","UN",32742.53,"$ 4.329,75","$ 557,11","$ 27.855,67","$ 0,00","$ 0,00"]
[19152,"VENTILADOR CENTRIFUGO EN LÍNEA DE TRANSMISIÓN 745/655CFM - 0.25/0.17 hp, 50dB, 208/3/60 CEFE COMETAS","UN",3518644.68,"$ 2.538.922,33","$ 476.133,92","$ 421.082,27","$ 82.506,15","$ 0,00"]
[18196,"VENTILADOR CENTRÍFUGO OIDO SENCILLO VE-PI-01 MODEL","UN",1570824.76,"$ 2.728,00","$ 1.028.066,92","$ 356.682,84","$ 183.347,00","$ 0,00"]
[18202,"VENTILADOR CENTRÍFUGO OIDO SENCILLO VE-PI-02 Y VE-","UN",1638937.26,"$ 2.728,00","$ 1.096.179,42","$ 356.682,84","$ 183.347,00","$ 0,00"]
[17907,"VENTILADOR DE EXTRACCIÓN TIPO HONGO DE DESCARGA VE","UN",494356.91,"$ 129.438,40","$ 58.300,99","$ 269.948,12","$ 36.669,40","$ 0,00"]
[17904,"VENTILADOR EN LINEA HELICOCENTRIFUGO  VE-10A Y VE-","UN",207465.08,"$ 35.404,00","$ 30.820,97","$ 128.405,82","$ 12.834,29","$ 0,00"]
[18187,"VENTILADOR EN LINEA HELICOCENTRIFUGO  VE-12 242 CF","UN",207135.08,"$ 35.404,00","$ 30.490,97","$ 128.405,82","$ 12.834,29","$ 0,00"]
[17906,"VENTILADOR EN LINEA HELICOCENTRIFUGO INSTALACIÓN E","UN",149590.06,"$ 0,00","$ 29.750,92","$ 107.004,85","$ 12.834,29","$ 0,00"]
[17890,"VENTILADOR EN LINEA HELICOCENTRIFUGO VE-02A Y VE-0","UN",207465.08,"$ 35.404,00","$ 30.820,97","$ 128.405,82","$ 12.834,29","$ 0,00"]
[17896,"VENTILADOR EN LINEA HELICOCENTRIFUGO VE-05A Y VE-0","UN",207465.08,"$ 35.404,00","$ 30.820,97","$ 128.405,82","$ 12.834,29","$ 0,00"]
[17900,"VENTILADOR EN LINEA HELICOCENTRIFUGO VE-07 405CFM","UN",207465.08,"$ 35.404,00","$ 30.820,97","$ 128.405,82","$ 12.834,29","$ 0,00"]
[18518,"Ventilador extractor centrífugo simple oído2750cfm","UN",1040107.12,"$ 40.979,00","$ 457.612,76","$ 475.577,12","$ 65.938,24","$ 0,00"]
[18504,"Ventilador extractor centrífugo simple oído5430cfm","UN",3999805.36,"$ 3.000.677,24","$ 457.612,76","$ 475.577,12","$ 65.938,24","$ 0,00"]
[18511,"Ventilador extractor centrífugo simple oído5640cfm","UN",2540107.12,"$ 1.540.979,00","$ 457.612,76","$ 475.577,12","$ 65.938,24","$ 0,00"]
[18507,"Ventilador extractor centrífugo simple oído6310cfm","UN",3798985.16,"$ 2.799.857,04","$ 457.612,76","$ 475.577,12","$ 65.938,24","$ 0,00"]
[18513,"Ventilador extractor centrífugo simple oído6350cfm","UN",1040107.12,"$ 40.979,00","$ 457.612,76","$ 475.577,12","$ 65.938,24","$ 0,00"]
[18510,"Ventilador extractor centrífugo simple oído7150cfm","UN",3598164.96,"$ 2.599.036,84","$ 457.612,76","$ 475.577,12","$ 65.938,24","$ 0,00"]
[18519,"Ventilador extractor tipo hongo 1300cfm Sum+Inst","UN",1709615.13,"$ 710.487,01","$ 457.612,76","$ 475.577,12","$ 65.938,24","$ 0,00"]
[18520,"Ventilador extractor tipo hongo 2500cfm","UN",1834454.12,"$ 710.487,01","$ 463.557,47","$ 594.471,40","$ 65.938,24","$ 0,00"]
[18338,"VerbenaBonariensisStachytarphetaSp.en Jardineras","M2",34684.300000000003,"$ 3.480,44","$ 1.247,13","$ 24.942,50","$ 5.014,23","$ 0,00"]
[18305,"VerbenaMoradasStachytarphetaCayennensisCubier.verd","M2",138945.10999999999,"$ 90.851,74","$ 2.393,65","$ 43.013,00","$ 2.686,73","$ 0,00"]
[18337,"VerbenaMoradasStachytarphetaCayennensisJardineras","M2",36612.85,"$ 3.480,44","$ 1.247,13","$ 24.942,50","$ 6.942,78","$ 0,00"]
[18258,"VerbenaMoradasStachytarphetaCayennensisTalud.Exter","M2",3409.01,"$ 1.107,26","$ 72,87","$ 1.457,46","$ 771,42","$ 0,00"]
[12468,"Verticutter + ayudante **","M2",771.41,"$ 0,00","$ 641,01","$ 11,69","$ 118,71","$ 0,00"]
[18308,"VervenaBonariensisStachytarphetaSp.CubiertaVerde","M2",138945.10999999999,"$ 90.851,74","$ 2.393,65","$ 43.013,00","$ 2.686,73","$ 0,00"]
[18249,"VervenaBonariensisStachytarphetaSp.Talud.Exter","M2",3409.01,"$ 1.107,26","$ 72,87","$ 1.457,46","$ 771,42","$ 0,00"]
[2022,"VESTIDA P/ESTRUCTURA TANG.CPS","UN",175501.88,"$ 77.012,01","$ 4.689,99","$ 93.799,88","$ 0,00","$ 0,00"]
[12139,"Via de servicio en asfalto MDC-2**","M2",253947.63,"$ 117.616,41","$ 11.142,94","$ 35.942,53","$ 89.245,75","$ 0,00"]
[10873,"Via de servicio en recebo","M2",248030.78,"$ 47.457,64","$ 80.909,33","$ 22.856,86","$ 96.806,96","$ 0,00"]
[12450,"Vibrocompactador benitín 1.5Ton + ayudante **","HR",39672,"$ 0,00","$ 32.367,00","$ 7.305,00","$ 0,00","$ 0,00"]
[12451,"Vibrocompactador ingersoll rand 3Ton + ayudante **","HR",59266,"$ 0,00","$ 51.961,00","$ 7.305,00","$ 0,00","$ 0,00"]
[17759,"Video portero IP (SUMI INST)","UN",4186.25,"$ 0,00","$ 712,18","$ 3.474,07","$ 0,00","$ 0,00"]
[15757,"VIDRIO CRISTAL 4mm","M2",62838.64,"$ 41.206,78","$ 1.030,09","$ 20.601,77","$ 0,00","$ 0,00"]
[13224,"VIDRIO CRISTAL BISELADO 4mm","M2",284856.34000000003,"$ 277.272,00","$ 220,90","$ 7.363,44","$ 0,00","$ 0,00"]
[651,"VIDRIO CRISTAL CRUD BRONC 10mm","M2",16363.2,"$ 0,00","$ 0,00","$ 16.363,20","$ 0,00","$ 0,00"]
[14393,"VIDRIO CRISTAL LAMINADO INCOL. 6 mm (sumi+insta)","M2",111372,"$ 111.372,00","$ 0,00","$ 0,00","$ 0,00","$ 0,00"]
[652,"VIDRIO CRISTAL TEMPL BRONC 6mm","M2",9934.7999999999993,"$ 0,00","$ 0,00","$ 9.934,80","$ 0,00","$ 0,00"]
[653,"VIDRIO CRISTAL TEMPL INCOL 10m","M2",187641.2,"$ 171.278,00","$ 0,00","$ 16.363,20","$ 0,00","$ 0,00"]
[658,"VIDRIO CRISTAL TEMPL INCOL 6mm","M2",17598.740000000002,"$ 0,00","$ 496,74","$ 9.934,80","$ 7.167,20","$ 0,00"]
[19345,"VIDRIO CRISTAL TEMPL INCOL 6mm CEFE Cometas","M2",105700.36,"$ 92.534,10","$ 297,09","$ 5.701,97","$ 7.167,20","$ 0,00"]
[677,"VIDRIO GRABADO INCOLORO 4 mm","M2",9934.7999999999993,"$ 0,00","$ 0,00","$ 9.934,80","$ 0,00","$ 0,00"]
[16166,"VIDRIO LAMINADO 3+3mm Transparente (SUM+INST).***","M2",120727.76,"$ 108.280,00","$ 592,75","$ 11.855,01","$ 0,00","$ 0,00"]
[12779,"VIDRIO LAMINADO 6mm COLOR (SUM+INST).***","M2",205024,"$ 108.280,00","$ 8.135,58","$ 81.441,22","$ 7.167,20","$ 0,00"]
[680,"VIDRIO PELDAR CRUDO 3mm","M2",9934.7999999999993,"$ 0,00","$ 0,00","$ 9.934,80","$ 0,00","$ 0,00"]
[681,"VIDRIO PELDAR CRUDO 4mm","M2",13501.82,"$ 2.776,78","$ 510,72","$ 10.214,32","$ 0,00","$ 0,00"]
[682,"VIDRIO PELDAR CRUDO 5mm","M2",9934.7999999999993,"$ 0,00","$ 0,00","$ 9.934,80","$ 0,00","$ 0,00"]
[683,"VIDRIO PELDAR CRUDO 6mm","M2",9934.7999999999993,"$ 0,00","$ 0,00","$ 9.934,80","$ 0,00","$ 0,00"]
[679,"VIDRIO PELDAR TEMPL BRONCE 5mm","M2",9934.7999999999993,"$ 0,00","$ 0,00","$ 9.934,80","$ 0,00","$ 0,00"]
[13413,"VIDRIO TEMPL 6 mm","M2",148118.34,"$ 88.067,14","$ 2.211,12","$ 44.222,40","$ 13.617,68","$ 0,00"]
[678,"VIDRIO TEMPL GRAB INCOLOR 4mm","M2",9934.7999999999993,"$ 0,00","$ 0,00","$ 9.934,80","$ 0,00","$ 0,00"]
[10593,"viga 0.2*0.3  cerram  IDRD 17.5 Mpa reforzado **","ML",78965.75,"$ 58.057,51","$ 931,19","$ 19.977,05","$ 0,00","$ 0,00"]
[11810,"viga 0.2*0.3  cim IDRD 21 Mpa **","ML",55973.18,"$ 35.784,44","$ 910,24","$ 19.278,50","$ 0,00","$ 0,00"]
[10291,"Viga 0.2*0.4  cerram  IDRD 17.5 Mpa reforzado **","ML",130597.19,"$ 87.013,59","$ 6.273,10","$ 29.906,37","$ 7.404,14","$ 0,00"]
[10076,"viga 0.3*0.3  cerram  IDRD 17.5 Mpa reforzado **","ML",124721.74,"$ 82.801,66","$ 6.016,04","$ 35.904,04","$ 0,00","$ 0,00"]
[10494,"Viga 0.3*0.3  cerram  IDRD 21 Mpa reforzado **","ML",108065.51,"$ 78.105,36","$ 1.194,84","$ 28.765,31","$ 0,00","$ 0,00"]
[10089,"viga 0.3*0.4  cerram  IDRD 17.5 Mpa reforzado **","ML",127493.51,"$ 85.549,67","$ 6.016,51","$ 35.927,33","$ 0,00","$ 0,00"]
[10498,"Viga 0.3*0.4  cerram  IDRD 21 Mpa reforzado **","ML",129633.72,"$ 79.613,02","$ 6.110,36","$ 40.619,82","$ 3.290,52","$ 0,00"]
[19347,"Viga aerea Concreto Color 4000Psi CEFE COMETAS","M3",1036936.64,"$ 615.357,63","$ 139.155,94","$ 282.423,06","$ 0,00","$ 0,00"]
[11148,"VIGA AMARRE CONCRETO3.000 psiCimentación+Aireador","M3",728838.16,"$ 526.535,81","$ 12.361,03","$ 189.941,32","$ 0,00","$ 0,00"]
[19232,"VIGA CIMEN 4000PSI 1\" ASENTAM=6\"+/-1\" CEFE COMETAS","M3",733031.03,"$ 520.491,32","$ 13.146,33","$ 199.393,38","$ 0,00","$ 0,00"]
[19208,"VIGA CIMIENTACION 4000 PSI GC Bomb sin Refuezo +Air CEFEFE COMETAS","M3",709068.71,"$ 473.351,13","$ 89.123,29","$ 146.594,30","$ 0,00","$ 0,00"]
[12332,"Viga cimiento aire inc 0.35% 4500psiG.F. Imperm.**","M3",272717.53999999998,"$ 59.517,83","$ 13.806,33","$ 199.393,38","$ 0,00","$ 0,00"]
[10524,"VIGA CIMIENTO Concreto 3000 PSI G.C + Bomba - sin refuerzo 0.20x0.30","M3",809319.41,"$ 573.337,95","$ 61.343,42","$ 174.638,04","$ 0,00","$ 0,00"]
[16199,"VIGA CIMIENTO Concreto 3000 PSI G.C sin refu+Aire","M3",664795.76,"$ 479.781,26","$ 10.376,46","$ 174.638,04","$ 0,00","$ 0,00"]
[106,"VIGA CIMIENTO Concreto 3000 PSI G.C sin refuerzo","M3",657230.31999999995,"$ 473.962,20","$ 8.630,08","$ 174.638,04","$ 0,00","$ 0,00"]
[14951,"Viga CimientoConcreto3.500PSI G.C.(Gr=1\")+Separol","M3",815691.55,"$ 613.389,20","$ 12.361,03","$ 189.941,32","$ 0,00","$ 0,00"]
[10185,"Viga concreto aerea con aire incorporado 0.3% **","M3",1023401.65,"$ 572.351,64","$ 168.626,94","$ 282.423,06","$ 0,00","$ 0,00"]
[105,"VIGA DE AMARRE EN CONCRETO","ML",94313.88,"$ 65.726,52","$ 8.562,20","$ 20.025,16","$ 0,00","$ 0,00"]
[13894,"VIGA DE CIMIENTO 0.20 x 0.20m","ML",97249.01,"$ 65.952,64","$ 2.140,55","$ 28.058,98","$ 1.096,84","$ 0,00"]
[13949,"VIGA DE CIMIENTO 0.20 x 0.40 CONC.3000PSI.+Ref.","ML",98331.77,"$ 47.430,60","$ 8.243,97","$ 35.971,70","$ 6.685,49","$ 0,00"]
[107,"VIGA DE CIMIENTO 0.25 x 0.25","ML",125561.09,"$ 84.399,79","$ 8.562,20","$ 32.599,10","$ 0,00","$ 0,00"]
[15375,"VIGA DE CIMIENTO 0.25 x 0.40 CONC.3000PSI.+Ref.","ML",136411.53,"$ 83.466,43","$ 20.346,00","$ 32.599,10","$ 0,00","$ 0,00"]
[12383,"VIGA DE CIMIENTO 0.35 x 0.45 CONC.3000PSI.","ML",244400.36,"$ 190.944,93","$ 7.642,05","$ 45.813,38","$ 0,00","$ 0,00"]
[108,"VIGA DE CIMIENTO 0.40 x 0.60","ML",224994.35,"$ 169.862,01","$ 8.562,20","$ 46.570,14","$ 0,00","$ 0,00"]
[109,"VIGA DE CIMIENTO 0.55 x 0.90","ML",402679.14,"$ 300.976,65","$ 8.562,20","$ 93.140,29","$ 0,00","$ 0,00"]
[11375,"Viga de cimiento con aire inc 0.3%  4000psi**","M3",752340.77,"$ 539.801,06","$ 13.146,33","$ 199.393,38","$ 0,00","$ 0,00"]
[10672,"Viga de cimiento con aire incor0.3% 3000psi **","M3",734192.29,"$ 519.129,91","$ 13.195,79","$ 201.866,59","$ 0,00","$ 0,00"]
[963,"VIGA PERFIL  ACERO EN T  75mm DIACO","ML",21603.32,"$ 3.444,69","$ 1,32","$ 13.172,23","$ 0,00","$ 4.985,08"]
[962,"VIGA PERFIL ACERO EN T  100mm DIACO","ML",21567.1,"$ 3.416,83","$ 1,32","$ 13.172,23","$ 0,00","$ 4.976,72"]
[10492,"VIGA POSTENSADA S=0.4X2.00m Concreto Arqui. 4000 Psi Color Gris perla  (tamaño max 1\") CEFE COMETAS","M3",2106103.5699999998,"$ 802.044,45","$ 1.021.041,93","$ 283.017,19","$ 0,00","$ 0,00"]
[111,"VIGA TEE    (25x25x20x40)","M3",152199.82,"$ 115.559,77","$ 1.712,44","$ 34.927,61","$ 0,00","$ 0,00"]
[112,"VIGA TEE    (25x25x20x50)","M3",144000.69,"$ 130.645,71","$ 1.712,44","$ 11.642,54","$ 0,00","$ 0,00"]
[10673,"VigaCanal 3000 psi imperm (3.0m2/m) **","M3",797117.25,"$ 472.977,16","$ 64.870,22","$ 259.269,87","$ 0,00","$ 0,00"]
[10674,"VigaCanal 3000 psi imperm (4m2/m3) **","M3",847057.39,"$ 500.690,86","$ 56.028,71","$ 290.337,82","$ 0,00","$ 0,00"]
[14979,"VIGACANAL CONCRETO 3500 psi imperm (0.45m3/m) **","M3",436632.54,"$ 116.575,02","$ 107.557,28","$ 212.500,24","$ 0,00","$ 0,00"]
[10224,"VigaCintaRemate 3000 psi reforzad secc<300 cm2 **","ML",89275.76,"$ 41.825,21","$ 6.082,43","$ 40.545,48","$ 822,63","$ 0,00"]
[11398,"VigaRemat3000psi  secc<500cm2 granAltura imperm**","ML",76850.37,"$ 39.427,36","$ 8.969,57","$ 28.453,44","$ 0,00","$ 0,00"]
[11000,"Vigas  dintel  3000 psi reforzad secc<300 cm2 **","ML",85761.12,"$ 45.280,24","$ 8.932,30","$ 30.725,94","$ 822,63","$ 0,00"]
[18335,"VIGAS AEREAS CONCR F'C 28 MPA 4000PSI Ocre Graderi","M3",1323960.07,"$ 934.999,22","$ 141.802,67","$ 247.158,18","$ 0,00","$ 0,00"]
[113,"VIGAS AEREAS CUBIERTA  (0.20x0.20m) Sin refuerzo","ML",58963.360000000001,"$ 27.582,88","$ 10.423,92","$ 20.956,56","$ 0,00","$ 0,00"]
[12542,"VIGAS AEREAS EN CONCRETO 3000PSI( Sin refuerzo)","M3",861308.7,"$ 471.583,01","$ 141.296,78","$ 248.428,91","$ 0,00","$ 0,00"]
[10473,"VIGAS AEREAS EN CONCRETO 4000PSI GF Gris Perla CEFE COMETAS","M3",1288489.83,"$ 954.713,91","$ 86.617,74","$ 247.158,18","$ 0,00","$ 0,00"]
[11057,"VIGAS AEREAS EN CONCRETO 4000PSI**","M3",966266.69,"$ 632.490,77","$ 86.617,74","$ 247.158,18","$ 0,00","$ 0,00"]
[16993,"VIGAS AEREAS Y GUALDERAS CONCR 4000PSI Graderias**","M3",962097.8,"$ 625.850,29","$ 89.089,33","$ 247.158,18","$ 0,00","$ 0,00"]
[137,"VIGAS CANALES EN CONCRETO","ML",77814.67,"$ 39.262,91","$ 17.595,20","$ 20.956,56","$ 0,00","$ 0,00"]
[11425,"VIGAS CANALES EN CONCRETO","M3",855020.95,"$ 460.960,03","$ 161.210,20","$ 232.850,72","$ 0,00","$ 0,00"]
[115,"VIGAS DE ENTREPISO","ML",84802.66,"$ 43.922,39","$ 17.595,20","$ 23.285,07","$ 0,00","$ 0,00"]
[16850,"VIGAS DE FUNDACION F'C 28 MPA. 4.000 psi CDRC","M3",793944.09,"$ 535.770,28","$ 67.033,72","$ 191.140,10","$ 0,00","$ 0,00"]
[18593,"VIGAS DE FUNDACION F'C 35 MPA. 5.000 psi CDRC","M3",337991.93,"$ 79.818,12","$ 67.033,72","$ 191.140,10","$ 0,00","$ 0,00"]
[18699,"VIGAS VIGUETAS LosaEntrep.Concr4000PsiFc'35MpaCDRC","M3",1024251.64,"$ 635.290,79","$ 141.802,67","$ 247.158,18","$ 0,00","$ 0,00"]
[3032,"VIGUETA  ANCLA DE RETENIDA","UN",43822.46,"$ 19.791,65","$ 1.144,32","$ 22.886,49","$ 0,00","$ 0,00"]
[16539,"VIGUETAS DE CONFINAMIENTO-CONCRETO REFORZADO 12X17","ML",84599.66,"$ 53.360,34","$ 8.344,62","$ 22.221,63","$ 673,06","$ 0,00"]
[15275,"VINCA  PARA JARDIN(Suministro+Instalaci","M2",56373.78,"$ 30.960,37","$ 1.103,31","$ 21.586,57","$ 2.723,54","$ 0,00"]
[17437,"VINILO ADHESIVO EN PLOTTER DE CORTE.  NCLUYE INSTA","M2",159335.98000000001,"$ 132.568,93","$ 1.274,62","$ 25.492,43","$ 0,00","$ 0,00"]
[646,"VINILO SOBRE MURO (2 MANOS)","M2",7833.42,"$ 3.539,47","$ 125,07","$ 4.168,88","$ 0,00","$ 0,00"]
[10780,"Vinilo sobre pañete (3 MANOS)        **","M2",11428.33,"$ 4.132,78","$ 347,41","$ 6.948,14","$ 0,00","$ 0,00"]
[12763,"Vinilo Tipo-1 Exteriores (3 MANOS) Altura>2.50m.","M2",15910.66,"$ 3.125,85","$ 2.765,62","$ 9.761,17","$ 258,02","$ 0,00"]
[14954,"Vinilo Tipo-1 sobre pañete (2 MANOS) +Andamios","M2",12185.92,"$ 3.267,10","$ 1.712,66","$ 6.948,14","$ 258,02","$ 0,00"]
[13849,"ViniloTipo 1 sobre pañete (3 MANOS)+Andamios **","M2",14184.35,"$ 3.125,85","$ 1.039,31","$ 9.761,17","$ 258,02","$ 0,00"]
[367,"VINISOL COMERCIAL 2.0 mm","M2",0,"$ 0,00","$ 0,00","$ 0,00","$ 0,00","$ 0,00"]
[14592,"VR-1  Rejilla Aluminio Natural Col Gim Sur sum+ins","UN",0,"$ 0,00","$ 0,00","$ 0,00","$ 0,00","$ 0,00"]
[14593,"VR-2  Rejilla Aluminio Natural Col Gim Sur sum+ins","UN",0,"$ 0,00","$ 0,00","$ 0,00","$ 0,00","$ 0,00"]
[14594,"VR-3 y 4  Rejilla Alum Natural Col Gim Sur sum+ins","UN",0,"$ 0,00","$ 0,00","$ 0,00","$ 0,00","$ 0,00"]
[647,"WASH-PRIMER SOBRE ALUMINIO","M2",36001.11,"$ 2.997,45","$ 0,00","$ 33.003,66","$ 0,00","$ 0,00"]
[15752,"Win de Aluminio Blanco**","ML",3112.81,"$ 204,32","$ 138,50","$ 2.769,99","$ 0,00","$ 0,00"]
[10648,"Win de Aluminio Crudo **","ML",4754.8900000000003,"$ 1.846,40","$ 138,50","$ 2.769,99","$ 0,00","$ 0,00"]
[18571,"Wok de Sobremesa M-7865","UN",6179.6,"$ 65,83","$ 119,88","$ 5.993,89","$ 0,00","$ 0,00"]
[18443,"WSX PDT WH - SENSOR DE OCUPACIÓN","UN",66636.77,"$ 12.752,00","$ 2.380,91","$ 48.636,98","$ 2.866,88","$ 0,00"]
[684,"YALE MUEBLES   2044","UN",10519.2,"$ 0,00","$ 0,00","$ 10.519,20","$ 0,00","$ 0,00"]
[16576,"Yee Advan Edge de  8\"x 6\" (Sumin + Instal)","UN",75576.02,"$ 66.487,00","$ 432,81","$ 8.656,21","$ 0,00","$ 0,00"]
[11924,"YEE PVC S  ( 2\")Sumin+Instalc. **","UN",24140.94,"$ 10.507,41","$ 649,22","$ 12.984,31","$ 0,00","$ 0,00"]
[9037,"YEE PVC S  ( 3\" x 2\") Sumin+Instalc. **","UN",0,"$ 0,00","$ 0,00","$ 0,00","$ 0,00","$ 0,00"]
[11998,"YEE PVC S  ( 3\" x 2\") Sumin+Instalc. **","UN",20333.16,"$ 2.501,38","$ 519,37","$ 17.312,41","$ 0,00","$ 0,00"]
[9036,"YEE PVC S  ( 4\" x 2\") Sumin+Instalc. **","UN",0,"$ 0,00","$ 0,00","$ 0,00","$ 0,00","$ 0,00"]
[11996,"YEE PVC S  ( 4\" x 2\") Sumin+Instalc. **","UN",33437.15,"$ 15.605,37","$ 519,37","$ 17.312,41","$ 0,00","$ 0,00"]
[9038,"YEE PVC S  ( 4\" x 3\") Sumin+Instalc. **","UN",0,"$ 0,00","$ 0,00","$ 0,00","$ 0,00","$ 0,00"]
[11999,"YEE PVC S  ( 4\" x 3\") Sumin+Instalc. **","UN",33437.15,"$ 15.605,37","$ 519,37","$ 17.312,41","$ 0,00","$ 0,00"]
[11925,"YEE PVC S  ( 6\")Sumin+Instalc. **","UN",111329.97,"$ 97.332,88","$ 666,53","$ 13.330,56","$ 0,00","$ 0,00"]
[116,"Zapata concreto3000PSI G.C + formaleta sin refuer","M3",577276.19999999995,"$ 469.582,44","$ 7.567,95","$ 100.125,81","$ 0,00","$ 0,00"]
[19288,"Zapata Zarpa Dado Concr 3000 PSI (tamaño max 1\" y asentamiento 4\"+/-1\") sin ref CEFE COMETAS","M3",711501.41,"$ 456.000,02","$ 81.818,90","$ 173.682,49","$ 0,00","$ 0,00"]
[15128,"ZapataCiment.Con3.500Aireinc.0.35% sinRef+FormMade","M3",718753.98,"$ 558.153,44","$ 12.948,05","$ 147.652,49","$ 0,00","$ 0,00"]
[14226,"ZapataCiment.Conc.245 Aireinc.0.35% sinRef+FormMet","M3",841286.33,"$ 525.953,03","$ 167.680,81","$ 147.652,49","$ 0,00","$ 0,00"]
[12324,"ZapataCiment.Conc.sinrefuaerzo Aireinc.0.35%","M3",768037.91,"$ 457.220,18","$ 167.465,79","$ 143.351,94","$ 0,00","$ 0,00"]
[117,"ZAPATAS 0.75 x 0.75","M3",644374.49,"$ 485.555,69","$ 5.137,32","$ 153.681,48","$ 0,00","$ 0,00"]
[118,"ZAPATAS 1.50 x 1.50","M3",505536.85,"$ 321.840,62","$ 9.058,19","$ 174.638,04","$ 0,00","$ 0,00"]
[87,"ZAPATAS 2.50 x .55","M3",256925.84,"$ 172.191,17","$ 5.565,43","$ 79.169,24","$ 0,00","$ 0,00"]
[119,"ZAPATAS 2.50 x 2.50","M3",562639.18000000005,"$ 452.290,93","$ 5.565,43","$ 104.782,82","$ 0,00","$ 0,00"]
[14965,"ZAPATAS concreto3500PSI G.1/2\" + formaleta sin ref","M3",652428.19999999995,"$ 490.815,20","$ 12.588,54","$ 149.024,46","$ 0,00","$ 0,00"]
[39,"ZAPATAS CORRIDA 1.50 x .40","UN",415248.27,"$ 281.614,94","$ 5.565,43","$ 128.067,90","$ 0,00","$ 0,00"]
[16845,"ZAPATAS EN CONCRETO F'C 28 MPA 4000Psi CDRC","M3",639320.28,"$ 471.856,49","$ 61.482,20","$ 105.981,60","$ 0,00","$ 0,00"]
[18674,"Zarpa para muro de piscina f´c=35 Mpa+Formale CDRC","M3",156757.32999999999,"$ 11.964,40","$ 60.821,88","$ 83.971,06","$ 0,00","$ 0,00"]
[15504,"ZIG ZAG PARA GIMNASIO CANINO (SUM+INSTAL)","UN",281126.27,"$ 106.442,34","$ 6.892,59","$ 145.923,42","$ 21.867,96","$ 0,00"]
[10070,"Zinfantil asfalto e=0.05R-idrd 4.3-A blando geotex","M2",151504.97,"$ 63.294,97","$ 11.190,35","$ 26.647,18","$ 50.372,46","$ 0,00"]
[10212,"Zinfantil asfalto e=0.05R-idrd 4.3-B medio geoPAVC","M2",146664.44,"$ 59.335,95","$ 38.485,50","$ 25.360,80","$ 23.482,19","$ 0,00"]
[10211,"Zinfantil asfalto e=0.05R-idrd 4.3-C duros geoPAVC","M2",129121.32,"$ 59.367,85","$ 30.448,59","$ 23.284,82","$ 16.020,06","$ 0,00"]
[10381,"Zinfantil asfalto e=0.05R-idrd 5.4-A blando LAFAYE","M2",149674.53,"$ 62.087,22","$ 11.043,01","$ 25.640,87","$ 50.903,42","$ 0,00"]
[10829,"Zinfantil asfalto e=0.05R-idrd 5.4-B MedioLAFAYE","M2",135828.70000000001,"$ 59.057,49","$ 33.693,09","$ 24.347,86","$ 18.730,25","$ 0,00"]
[11178,"Zinfantil asfalto e=0.08R-idrd  GEOT2400-TINGUA**","M2",228553.75,"$ 108.328,68","$ 56.389,57","$ 29.512,54","$ 34.322,98","$ 0,00"]
[10323,"Zinfantil gravilla e=0.15 geotex no tejido **","M2",72729.179999999993,"$ 33.872,15","$ 23.877,84","$ 4.474,49","$ 10.504,70","$ 0,00"]
[368,"ZOCALO Bald. GR. 5N MELATO","ML",7874.81,"$ 1.348,23","$ 0,00","$ 6.526,58","$ 0,00","$ 0,00"]
[369,"ZOCALO BALDOSIN GR.5-BHFV ALFA","ML",7874.81,"$ 1.348,23","$ 0,00","$ 6.526,58","$ 0,00","$ 0,00"]
[943,"ZOCALO MARMOL 7x33 BCO DELTA","ML",7874.81,"$ 1.348,23","$ 0,00","$ 6.526,58","$ 0,00","$ 0,00"]
[371,"ZOCALO MARMOL CAFE PINTA","ML",21900.41,"$ 1.348,23","$ 0,00","$ 20.552,18","$ 0,00","$ 0,00"]
[372,"ZOCALO PARA TABLETA H=10 ALFA","ML",14887.61,"$ 1.348,23","$ 0,00","$ 13.539,38","$ 0,00","$ 0,00"]
[373,"ZOCALO PARA TABLETA H=7.5 ALFA","ML",14887.61,"$ 1.348,23","$ 0,00","$ 13.539,38","$ 0,00","$ 0,00"]
[13285,"ZOCALO TABLON DE GRES**","ML",23264.959999999999,"$ 1.348,23","$ 1.043,65","$ 20.873,08","$ 0,00","$ 0,00"]
[13217,"ZOCALOTABLETA GRANITO PERLADO","ML",7874.81,"$ 1.348,23","$ 0,00","$ 6.526,58","$ 0,00","$ 0,00"]
[561,"ZUMBADOR TIMBRE 110V CN","UN",77285.5,"$ 17.097,24","$ 2.866,11","$ 57.322,15","$ 0,00","$ 0,00"]
[562,"ZUMBADOR TIMBRE 110V PVC","UN",77285.5,"$ 17.097,24","$ 2.866,11","$ 57.322,15","$ 0,00","$ 0,00"]

{"sheet":"Tarifas IDRD","index":5,"n_rows":47,"n_cols":25,"rows_kept":47,"cut":false,"hidden":true,"merged":[[2,6,2,7]]}
[]
[null,"ESCALAS SALARIALES PERSONAL 2022 - PROY 2023",null,null,null,null,null,null,null,"IPC  2022 PROYECTADO","TARIFAS PROYECTADAS  IPC 2023"]
[null,null,null,null,null,null,"RANGO DE EXPERIENCIA REQUERIDA CERTIFICADA (Años)",null,"TARIFA",0.13120000000000001,7.8600000000000003E-2]
[null,"DESCRIPCIÓN FUNCIONAL","CATEGORÍA","NIVEL","EQUIV","CÓDIGO CIO","Mínima \n(Mayor o igual (≥))","Máxima\n(Menor (<))",2022,2023,2024,null,null,"ESPECIALISTA  (I) CATEGORÍA 1 (E.G.12;E.E.10)","ESPECIALISTA (II) CATEGORÍA 2 (E.G.10;E.E.7)","PROFESIONAL CATEGORÍA 3 (E.G.8;E.E.5)","PROFESIONAL CATEGORÍA 4 (E.G.6;E.E.4)","PROFESIONAL CATEGORÍA 5 (E.G.4;E.E.3)","PROFESIONAL CATEGORÍA 6 (E.G.3;E.E.1)","PROFESIONAL CATEGORÍA 6A (E.G.3;E.E.1)","PROFESIONAL CATEGORÍA 7 (E.G.2)","PROFESIONAL CATEGORÍA 8 (E.G.2)","PROFESIONAL AUXILIAR",null,"Seriedad De La Oferta"]
[null,"ASESOR (E.G.12;E.E.10)",1,"PERSONAL PROFESIONAL",{"$f":"IF(B5=$N$4,\"ESPE1\",IF(B5=$O$4,\"ESPE2\",IF(B5=$P$4,\"PROF3\",IF(B5=$Q$4,\"PROF4\",IF(B5=$R$4,\"PROF5\",IF(B5=$S$4,\"PROF6\",IF(B5=$T$4,\"PROF6A\",IF(B5=$U$4,\"PROF7\",IF(B5=$V$4,\"PROF8\",IF(B5=$W$4,\"PROFAUX\",B5))))))))))","v":"ASESOR (E.G.12;E.E.10)"},100054,12,10,12702868.320001986,14369484.320001986,15498925.320001986,1,null,null,"Asesor Director","Director","Ing. Ambiental","Residente","Abogado",null,"Residente 2","Ing. Calidad","Ingeniero Auxiliar",null,"Cumplimiento"]
[null,"ESPECIALISTA  (I) CATEGORÍA 1 (E.G.10;E.E.8)",2,"PERSONAL PROFESIONAL","ESPECIALISTA  (I) CATEGORÍA 1 (E.G.10;E.E.8)",100125,12,10,11935649.564492237,13501606.564492237,14562832.564492237,1,null,null,"Director de Interventoría","Especialista Geotecnista","Especialista Arq. Diseñador Junior","Calidad","Especialista Hidrosanitario y Gas",null,"Ing. Eléctrico",null,"Auxiliar Administrativo",null,"Buen Manejo Del Anticipo"]
[null,"ESPECIALISTA (II) CATEGORÍA 2 (E.G.8;E.E.5)",3,"PERSONAL PROFESIONAL","ESPECIALISTA (II) CATEGORÍA 2 (E.G.8;E.E.5)",100142,10,7,7919042.0035124347,8958020.0035124347,9662120.0035124347,1,null,null,"Abogado espe. En contratación pública","Diseñador Estructural","Especialista Arq. Paisajista","Profesional SISOMA","Esp. Presupuestos y Porgramación",null,"Ing. Calidad",null,"Arquitecto Auxiliar",null,"Pago De Salarios, Prestaciones"]
[null,"PROFESIONAL CATEGORÍA 3 (E.G.6;E.E.4)",4,"PERSONAL PROFESIONAL","PROFESIONAL CATEGORÍA 3 (E.G.6;E.E.4)",106852,8,5,7615464.6695782859,8614613.6695782859,9291722.6695782859,1,null,null,"Biólogo","Ingeniero Residente","Arq. o Ing. Bioclimático","Especialista Estructural","Profesional Calidad",null,"Ing. Transito",null,null,null,"Estabilidad De La Obra"]
[null,"PROFESIONAL ESPECIALISTA CONSTRUCCIÓN VELÓDROMOS CATEGORÍA 3A (E.G.8;E.E.5)","4a","PERSONAL PROFESIONAL","PROFESIONAL ESPECIALISTA CONSTRUCCIÓN VELÓDROMOS CATEGORÍA 3A (E.G.8;E.E.5)","Por crear",8,5,null,12000000,12943200]
[null,"PROFESIONAL ESPECIALISTA/COORDINADOR BIM CATEGORÍA 3B (E.G.8;E.E.5)","4b","PERSONAL PROFESIONAL","PROFESIONAL ESPECIALISTA/COORDINADOR BIM CATEGORÍA 3B (E.G.8;E.E.5)","Por crear",8,5,null,10200000,11001720]
[null,"PROFESIONAL ESPECIALISTA HIDROGEÓLOGO CATEGORÍA 3C (E.G.8;E.E.5)","5c","PERSONAL PROFESIONAL","PROFESIONAL ESPECIALISTA HIDROGEÓLOGO CATEGORÍA 3C (E.G.8;E.E.5)","Por crear",8,5,null,9826727,10599108]
[null,"PROFESIONAL CATEGORÍA 4 (E.G.4;E.E.1)",5,"PERSONAL PROFESIONAL",{"$f":"IF(B12=$N$4,\"ESPE1\",IF(B12=$O$4,\"ESPE2\",IF(B12=$P$4,\"PROF3\",IF(B12=$Q$4,\"PROF4\",IF(B12=$R$4,\"PROF5\",IF(B12=$S$4,\"PROF6\",IF(B12=$T$4,\"PROF6A\",IF(B12=$U$4,\"PROF7\",IF(B12=$V$4,\"PROF8\",IF(B12=$W$4,\"PROFAUX\",B12))))))))))","v":"PROFESIONAL CATEGORÍA 4 (E.G.4;E.E.1)"},100144,4,1,6405660.1220053136,7246083.1220053136,7815625.1220053136,1,null,null,"Arquitecto Asesor - Maestria","Especialista Hidráulico","Director","Abogado Contratación","Profesional Seguridad",null,"Ing. Fiorestal",null,null,null,"Calidad Del Bien O Servicio"]
[null,"PROFESIONAL CATEGORÍA 5 (E.G.3;E.E.1)",6,"PERSONAL PROFESIONAL","PROFESIONAL CATEGORÍA 5 (E.G.3;E.E.1)",100145,3,1,5056859.5980840717,5720319.5980840717,6169936.5980840717,1,null,null,"Arquitecto Diseñador Senior - Maestria","Ing. Ambiental","Especialista Eléctrico","Especialista Geotecnia","Residente",null,"Ing. Programación",null,null,null,"Correcto Funcionamiento"]
[null,"PROFESIONAL CATEGORÍA 6 (E.G.3;E.E.1)",9,"PERSONAL PROFESIONAL","PROF6",13042,2,1,4963432.3340438157,5614634.3340438157,6055944.3340438157,1,null,null,"Arquitecto Diseñador Junior - Especialización","Arquitecto Urbanista","Especialista Estructural","Ing. En Informática o Telecomunic. O Electrico o Electrónico o Experto en seguridad","SISO",null,"Ing. Ambiental",null,null,null,"Provision Repuestos Y Accesorios"]
[null,"PROFESIONAL CATEGORÍA 6A (E.G.3;E.E.1)",7,"PERSONAL PROFESIONAL","PROF6A",100148,3,1,5159596.001190912,5836535.001190912,6295287.001190912,1,null,null,"Arquitecto Urbanista","Arquitecto Paisajista","Especialista Hidráulico","Esp. Eléctrico","Ing. Geotecnista",null,"Arqueólogo",null,null,null,"Responsabilidad Civil Extracontractual"]
[null,"CONTADOR (E.G.3;E.E.1)",8,"PERSONAL PROFESIONAL","CONTADOR (E.G.3;E.E.1)","Por crear",3,1,4922862.0075949319,5568741.0075949319,6006444.0075949319,1,null,null,"Especialista Geotecnista","Esp. Eléctrico","Trabajador Social","Esp. Hidráulico","Especialista Eléctrico",null,"SISO",null,null,null,"Disposiciones Legales"]
[null,"TRABAJADOR SOCIAL (E.G.2)",10,"PERSONAL PROFESIONAL","TRABAJADOR SOCIAL (E.G.2)","Por crear",2,"-",4661023.7486760486,5272549.7486760486,5686971.7486760486,1,null,null,"Diseñador Estructural","Esp. Bioclimático","Ing. Geotecnista","Ing. Mecánico","Arquitecto",null,"Trabajador Social"]
[null,"PROFESIONAL CATEGORÍA 7 (E.G.2)",11,"PERSONAL PROFESIONAL","PROF7",100149,2,"-",4008251.5760838599,4534134.5760838594,4890517.5760838594,1,null,null,"Especialista PMI","Esp. Electrónico (sonido, video)","Ingeniero Residente de Interventoría","Esp. Presupuestos y Porgramación","Ing. Forestal",null,"Ing. Hidráulico"]
[null,"PROFESIONAL CATEGORÍA 8 (E.G.0)",12,"PERSONAL PROFESIONAL","PROFESIONAL CATEGORÍA 8 (E.G.0)",100150,0,"-",3648963.5155831501,4127707.5155831501,4452145.5155831501,1,null,null,null,"Esp. Seguridad y control CCTV","Ing. Residente Especializado en Estructuras","Trabajador Social","Diseñador Gráfico. (Señalitica y señalizacion)",null,"Presupuesto y cantificacion de obra"]
[null,"PROFESIONAL AUXILIAR",13,"PERSONAL PROFESIONAL","PROFAUX",100023,0,"-",2168805.86516691,2453352.86516691,2646186.86516691,1,null,null,null,"Ingeniero Mecánico","Arquitecto Residente de Interventoría","Coordinador","Ing. Tránsito",null,"Arq. o Ing. Auxiliar"]
[null,"Topógrafo 1",14,"PERSONAL TÉCNICO O TECNÓLOGO","Topógrafo 1",598,0,3,2798614.9651980964,3165792.9651980964,3414623.9651980964,2,null,null,null,"Asesor","Esp. Presupuestos y Porgramación","Arq. Diseñador","Coordinador de Estudios y Diseños"]
[null,"Topógrafo Auxiliar",15,"PERSONAL TÉCNICO O TECNÓLOGO","Topógrafo Auxiliar","Por crear",0,3,2228043.26216484,2520362.26216484,2718462.26216484,2,null,null,null,"Prof. En Calidad de Obra Ing o Arq","Esp. Seguridad y control CCTV","Arq. Paisajista","Biologo"]
[null,"Tecnólogo En Ingeniería",16,"PERSONAL TÉCNICO O TECNÓLOGO","Tecnólogo En Ingeniería","Por crear",0,3,2474045.545362948,2798640.545362948,3018613.545362948,2,null,null,null,"Coordinador Estudios Diseños","SISO Ingeniero o arq.","Esp. Geotecnista","Contador Publico"]
[null,"Maestro O Inspector 1",17,"PERSONAL OPERARIO Y DE APOYO A LA GESTIÓN","Maestro O Inspector 1","Por crear",3,8,2078360.612031942,2351041.6120319422,2535833.6120319422,3,null,null,null,"Diseñador Grafico (señalética y señalización)","Ing. Mecánico","Contador","Esp. Ambiental"]
[null,"Maestro O Inspector Categoría 2","17a","PERSONAL OPERARIO Y DE APOYO A LA GESTIÓN","Maestro O Inspector Categoría 2","Por crear",10,null,null,5000000,5393000]
[null,"Laboratorista Inspector",18,"PERSONAL OPERARIO Y DE APOYO A LA GESTIÓN","Laboratorista Inspector",3996,3,8,2559381,2778162.4243648644,2996525.9909199425,3,null,null,null,"Presupuesto y Programación","Ing. En Informatica o telecomunicaciones o Eléctrico","Ing. Forestal"]
[null,"Operador De Equipo",19,"PERSONAL OPERARIO Y DE APOYO A LA GESTIÓN","Operador De Equipo","Por crear",0,3,2142557,2325707.8931439398,2508508.5335450536,3,null,null,null,"Arq. Escenografo","Profesional en Pedagogía Infantil","Esp. Ambiental"]
[null,"Operador Auxiliar De Equipo",20,"PERSONAL OPERARIO Y DE APOYO A LA GESTIÓN","Operador Auxiliar De Equipo","Por crear",0,3,1583493,1718853.6846873681,1853955.5843037954,3,null,null,null,null,"Coordinador Estudios","Abogado"]
[null,"Oficial O Inspector 2",21,"PERSONAL OPERARIO Y DE APOYO A LA GESTIÓN","Oficial O Inspector 2",1558,0,3,1843949,2001574.1900099819,2158897.9213447664,3,null,null,null,null,"Diseñador Grafico (señalética y señalización)","Ing. Residente"]
[null,"Laboratorista Auxiliar",22,"PERSONAL OPERARIO Y DE APOYO A LA GESTIÓN","Laboratorista Auxiliar",3996,0,3,1828322,1984611.0324325922,2140601.4595817942,3,null,null,null,null,"Contador Publico","Ing. Residente Especializado en Estrcuturas"]
[null,"Cadenero 1",23,"PERSONAL OPERARIO Y DE APOYO A LA GESTIÓN","Cadenero 1",642,8,"N.A.",1781116,1933369.380472926,2085332.2137780979,3,null,null,null,null,"Abogado. Con postgrado en contratación estatal o derecho administrativo. Experiencia especifica en auditoría de contratos estatales","Arq. Residente"]
[null,"Conductor O Motorista",24,"PERSONAL OPERARIO Y DE APOYO A LA GESTIÓN","Conductor O Motorista","Por crear",0,3,1190002,1291725.0641103701,1393254.6541494452,3,null,null,null,null,null,"Ing. O Arq. Experto en Piscinas"]
[null,"Secretaria 1",25,"PERSONAL OPERARIO Y DE APOYO A LA GESTIÓN","Secretaria 1","Por crear",0,3,1497460,1625467.0517291382,1753228.7619950485,3,null,null,null,null,null,"Diseñador Grafico (señalética y señalización)"]
[null,"Secretaria 2",26,"PERSONAL OPERARIO Y DE APOYO A LA GESTIÓN","Secretaria 2","Por crear",0,3,1196518,1298799.4362941759,1400885.0719868981,3,null,null,null,null,null,"Ing. o Arq.  Auxiliares (Arqueologo)"]
[null,"Cadenero 2",27,"PERSONAL OPERARIO Y DE APOYO A LA GESTIÓN","Cadenero 2",714,0,3,1505203,1633869.9807233999,1762292.1612082592,3,null,null,null,null,null,"Ing. Transito"]
[null,"Celador",28,"PERSONAL OPERARIO Y DE APOYO A LA GESTIÓN","Celador",1551,0,3,1000000,1160000,1251176,3]
[null,"Digitador 1",29,"PERSONAL OPERARIO Y DE APOYO A LA GESTIÓN","Digitador 1","Por crear",null,null,2362594,2564553.9666729276,2766127.9084534198,3]
[null,"Digitador 2",30,"PERSONAL OPERARIO Y DE APOYO A LA GESTIÓN","Digitador 2","Por crear",null,null,1909819,2073073.9280115662,2236017.5387532753,3]
[null,"Administrador",31,"PERSONAL OPERARIO Y DE APOYO A LA GESTIÓN","Administrador","Por crear",3,8,2559381,2778162.4243648644,2996525.9909199425,3]
[null,"Almacenista",32,"PERSONAL OPERARIO Y DE APOYO A LA GESTIÓN","Almacenista",3766,null,null,1232785,1338166.9105959958,1443346.8297688412,3]
[null,"Obrero",33,"PERSONAL OPERARIO Y DE APOYO A LA GESTIÓN","Obrero",1550,null,null,1000000,1160000,1251176,3]
[null,null,null,null,"Nota:",null,null,null,"Valores 2023 y 2024 validados por Diego Trujillo (14/03/2023)"]
[null,"Nota:","En espera de instrucción (por parte de Yraidis Sanchez) para unificación del valores con los procesos CAR GIBRALTAR; VELODROMO y PARQUE LINEAL (8/03/2023)"]
[null,"Revisó"]
[]
[null,"Diego Trujillo"]
[null,"Contratista STC"]